## Vocabulario
ID | SKOS:prefLabel "es" | skos:definition "es" | skos:definition "en" | SKOS:prefLabel "en" | SKOS:altLabel "en" | SKOS:ExactMatch | SKOS:CloseMatch | dc:source | skos:historyNote "es" | skos:scopeNote "es" | SKOS:broader | SKOS:narrower | owl:deprecated
DSAMP | Muestreador de agua discreto | Un dispositivo que recolecta una muestra de agua in-situ a cualquier profundidad y la sube a la superficie sin contaminación. | A device that collects an in-situ discrete water sample from any depth and returns it to the surface without contamination by the waters through which it passes, such as a water bottle. | discrete water samplers | Water Bottle | https://vocab.nerc.ac.uk/collection/L05/current/30/ |  | Gabinete de oceanografía fisica, INIDEP. |  |  |  | BTL BUCKT | FALSE
BTL | Botella | Dispositivo que recolecta una muestra de agua discreta in situ, desde cualquier profundidad, y la devuelve a la superficie sin contaminación por las aguas a través de las cuales pasa. | Device that collects a discrete water sample in situ, from any depth, and returns it to the surface without contamination from the waters through which it passes. | Bottle |  | http://vocab.nerc.ac.uk/collection/L05/current/30 |  | Gabinete de oceanografía fisica, INIDEP. |  |  | DSAMP |  | FALSE
BUCKT | Balde | Recipiente simple utilizado para recolectar manualmente una muestra de agua de la superficie. | A simple container used to manually collect a surface water sample. | Bucket |  |  |  | Gabinete de oceanografía fisica, INIDEP. |  |  | DSAMP |  | FALSE
PGEAR | Equipo de pesca pasiva | Dispositivos de pesca en los que la captura se basa en el movimiento de la especie objetivo hacia el arte (por ejemplo, nasas y trampas para peces). | Fishing devices in which the capture is based on the movement of the target species towards the gear (e.g., pots and fish traps). | Passive fishing gear |  | http://vocab.nerc.ac.uk/collection/L05/current/63 |  | Gabinete de oceanografía fisica, INIDEP. |  |  |  | TRAP | FALSE
TRAP | Trampa | Dispositivo pasivo diseñado para que los organismos puedan entrar pero no salir fácilmente. | A passive device designed for organisms to enter but not easily exit. | Trap |  |  |  | Gabinete de oceanografía fisica, INIDEP. |  |  | PGEAR | POT TNETS GNETS | FALSE
POT | Nasa | Tipo de trampa, generalmente una jaula o cesta con una o más entradas cónicas, utilizada para capturar crustáceos o peces. | A type of trap, typically a cage or basket with one or more conical entrances, used to capture crustaceans or fish. | Pot / Creel |  |  |  | Gabinete de oceanografía fisica, INIDEP. |  |  | TRAP |  | FALSE
TNETS | Trampa de Peces | Redes estacionarias fijadas al fondo que consisten en un laberinto en el que los peces pueden entrar fácilmente, pero del que no pueden escapar. | Stationary nets fixed to the bottom, consisting of a labyrinth-like chamber into which fish can easily enter and from which they cannot easily escape. | trap nets | Fish trap | https://vocab.nerc.ac.uk/collection/L05/current/74/ |  | Gabinete de oceanografía fisica, INIDEP. |  |  | TRAP |  | FALSE
GNETS | Red de Enmalle | Red que deriva o se mantiene en el fondo en la que los peces quedan enredados, normalmente por sus agallas. | Nets that drift or stand on the sea floor in which fish become entangled, usually through their gill covers. | gill nets |  | https://vocab.nerc.ac.uk/collection/L05/current/65/ |  | Gabinete de oceanografía fisica, INIDEP. |  |  | TRAP |  | FALSE
AGEAR | Equipo de pesca activa | Dispositivos de pesca en los que la captura se basa en la persecución de la especie objetivo (ej. red de arrastre, dragas ) | Fishing devices in which the capture is based on the pursuit of the target species (e.g., trawl net, dredges). | Active fishing gear |  | http://vocab.nerc.ac.uk/collection/L05/current/64 |  | Gabinete de oceanografía fisica, INIDEP. |  |  |  | NET DREDGE TOOL1575 | FALSE
NET | Redes | Término general para cualquier arte de pesca fabricado con mallas de fibra anudada. | General term for any fishing gear made from knotted fiber meshes. | Nets |  |  |  | Gabinete de oceanografía fisica, INIDEP. |  |  | AGEAR | FISHNET PNETS | FALSE
FISHNET | Redes de pesca | Término general para cualquier tipo de red utilizada en la actividad pesquera. | General term for any type of net used in fishing activities. | Fishing nets |  |  |  | Gabinete de oceanografía fisica, INIDEP. |  |  | NET | TOOL1574 JIG BOTTRWL SNETS PTNET | FALSE
TOOL1574 | Palangre de fondo | Arte de pesca pasivo que consiste en una línea principal anclada al fondo de la que penden múltiples anzuelos cebados. | A passive fishing gear consisting of a main line anchored to the bottom from which multiple baited hooks are suspended. | bottom longlines |  | https://vocab.nerc.ac.uk/collection/L22/current/TOOL1574/ |  | Gabinete de oceanografía fisica, INIDEP. |  |  | FISHNET |  | FALSE
JIG | Poteras | Tipo de señuelo de pesca que consiste en un anzuelo con peso. Se utiliza con un movimiento de sube y baja para la pesca de calamar. | A type of fishing lure consisting of a weighted hook. It is used with a jerking, up-and-down motion for squid fishing. | Jigs | Jiggers |  |  | Gabinete de oceanografía fisica, INIDEP. |  |  | FISHNET |  | FALSE
BOTTRWL | Red de arrastre de fondo | Red en forma de cono remolcada sobre el fondo marino para capturar especies demersales. Incluye redes de vara y redes de puertas. | A cone-shaped net towed along the seabed to capture demersal species. Includes beam trawls and otter trawls. | Bottom trawl net | Demersal trawl |  | http://vocab.nerc.ac.uk/collection/L05/current/61/ | Gabinete de oceanografía fisica, INIDEP. |  |  | FISHNET
SNETS | Red de Cerco | Red que cuelga verticalmente en el agua, con su borde inferior sostenido por pesos y su borde superior por flotadores, usada para rodear peces. | A surrounding net that hangs vertically in the water with its bottom edge held down by weights and its top edge buoyed by floats, used to encircle fish. | seine nets |  | https://vocab.nerc.ac.uk/collection/L05/current/73/ |  | Gabinete de oceanografía fisica, INIDEP. |  |  | FISHNET |  | FALSE
PTNET | Red de arrastre pelágica | Red remolcada a través de la columna de agua diseñada para muestrear peces o nécton que nadan libremente. | A net towed through the water column designed to sample free-swimming nekton or fish. | pelagic trawl nets |  | https://vocab.nerc.ac.uk/collection/L05/current/23/ |  | Gabinete de oceanografía fisica, INIDEP. |  |  | FISHNET |  | FALSE
PNETS | Redes de plankton | Red de malla fina diseñada para recolectar organismos u objetos de tamaño pequeño, en la columna de agua (ej. microzooplancton, mesozooplancton, necton, microplásticos u otros desechos). | Fine mesh net designed to collect small organisms or objects in the water column (e.g., microzooplankton, mesozooplankton, nekton, microplastics or other debris). | Plankton nets |  | http://vocab.nerc.ac.uk/collection/L05/current/22 |  | Gabinete de oceanografía fisica, INIDEP. |  |  | NET | HELGNET NETT0054 MNET NETT0071 PAIROVET NETT0024 NUNET NETT0176 NETT0109 TOOL0994 PHYTONET | FALSE
HELGNET | Heligoland | Red de arrastre pequeña montada sobre un patín, utilizada para el muestreo de larvas de peces. | A small sledge-mounted trawl net for sampling fish larvae. | Heligoland larval trawl net |  |  |  | Gabinete de oceanografía fisica, INIDEP. |  |  | PNETS |  | FALSE
NETT0054 | Hensen | Red de plancton vertical con una sección superior cónica de lona y una sección inferior de malla filtrante. | A vertical plankton net with a conical canvas upper section and a filtering mesh lower section. | Hensen net |  | https://vocab.nerc.ac.uk/collection/L22/current/NETT0054/ |  | Gabinete de oceanografía fisica, INIDEP. |  |  | PNETS |  | FALSE
MNET | Multired | Sistema que comprende varias redes que pueden abrirse y cerrarse secuencialmente para recolectar una serie de muestras (microzooplancton, mesozooplancton y nekton) durante un remolque o arrastre. | System comprising several nets that can be opened and closed sequentially to collect a series of samples (microzooplankton, mesozooplankton, and nekton) during one tow or trawl. | Multinet |  | http://vocab.nerc.ac.uk/collection/L05/current/68 |  | Gabinete de oceanografía fisica, INIDEP. |  |  | PNETS |  | FALSE
NETT0071 | Red Isaacs-Kidd (IKMT) | Red de arrastre pelágica de media agua diseñada para recolectar organismos a altas velocidades de remolque. | A mid-water pelagic trawl designed to collect organisms at high towing speeds. | Isaacs-Kidd midwater trawl net | IKMT | https://vocab.nerc.ac.uk/collection/L22/current/NETT0071/ | https://vocab.nerc.ac.uk/collection/L22/current/NETT0073/ https://vocab.nerc.ac.uk/collection/L22/current/NETT0072/ | Gabinete de oceanografía fisica, INIDEP. |  |  | PNETS |  | FALSE
PAIROVET | Pairovet | Par de redes de plancton montadas en un armazón tipo bongo, utilizadas para arrastres verticales. | A pair of plankton nets mounted on a bongo frame, used for vertical tows. | Pairovet net |  |  |  | Gabinete de oceanografía fisica, INIDEP. |  |  | PNETS |  | FALSE
NETT0024 | Red cónica tipo Motoda | Red de plancton con cierre y división horizontal. | A horizontally-divided closing plankton net. | Motoda horizontal closing plankton net |  | https://vocab.nerc.ac.uk/collection/L22/current/NETT0024/ |  | Gabinete de oceanografía fisica, INIDEP. |  |  | PNETS |  | FALSE
NUNET | Red de Neuston | Red de malla fina diseñada para recolectar organismos en o cerca de la superficie de la columna de agua. | A fine-meshed net designed to collect small size organisms, aggregates, or litter on top of or close to the surface of a water column. | neuston nets |  | https://vocab.nerc.ac.uk/collection/L05/current/69/ |  | Gabinete de oceanografía fisica, INIDEP. |  |  | PNETS |  | FALSE
NETT0176 | Red Bongo | Dos redes de plancton montadas una al lado de la otra, utilizadas para muestrear dos tamaños de malla simultáneamente. | Paired plankton nets mounted side-by-side used to sample two mesh sizes simultaneously. | Bongo nets |  | https://vocab.nerc.ac.uk/collection/L22/current/NETT0176/ |  | Gabinete de oceanografía fisica, INIDEP. |  |  | PNETS |  | FALSE
NETT0109 | Red Nackthai | Muestreador de plancton de alta velocidad. | A high speed plankton sampler. | Nackthai high-speed plankton sampler |  | https://vocab.nerc.ac.uk/collection/L22/current/NETT0109/ |  | Gabinete de oceanografía fisica, INIDEP. |  |  | PNETS |  | FALSE
TOOL0994 | Red Mini-Bongo | Versión pequeña de la red bongo. | Small version of the bongo net. | Mini-bongo net |  | https://vocab.nerc.ac.uk/collection/L22/current/TOOL0994/ |  | Gabinete de oceanografía fisica, INIDEP. |  |  | PNETS |  | FALSE
PHYTONET | Red de Fitoplancton | Red de malla muy fina (típicamente 20-80 micrómetros) diseñada para recolectar las células de fitoplancton más grandes de la columna de agua. | A very fine mesh net (typically 20-80 micrometers) designed to collect larger phytoplankton cells from the water column. | Phytoplankton net |  |  |  | Gabinete de oceanografía fisica, INIDEP. |  |  | PNETS |  | FALSE
DREDGE | Rastra | Aparato remolcado sobre el fondo marino para recolectar organismos bentónicos o muestras de sedimento superficial. | An apparatus towed along the seabed to collect benthic organisms or surface sediment samples. | Dredge |  | https://vocab.nerc.ac.uk/collection/L22/current/NETT0190/ |  | Gabinete de oceanografía fisica, INIDEP. |  |  | AGEAR |  | FALSE
TOOL1575 | Caña - línea | Aparato de pesca que consiste en una línea con uno o más anzuelos que se maneja manualmente. | Fishing gear consisting of a line with one or more hooks operated by hand. | Handlines and pole-lines |  | https://vocab.nerc.ac.uk/collection/L22/current/TOOL1575/ |  | Gabinete de oceanografía fisica, INIDEP. |  |  | AGEAR |  | FALSE
WSTAT | Estacion meteorologica | Instrumento que realiza mediciones meteorológicas de rutina en la atmósfera, normalmente la presión del aire, la temperatura y la humedad. | Instrument that performs routine meteorological measurements in the atmosphere, typically air pressure, temperature, and humidity. | Weather station |  | http://vocab.nerc.ac.uk/collection/L05/current/102 |  | Gabinete de oceanografía fisica, INIDEP. |  |  |  |  | FALSE
CMET | Correntómetro | Instrumento que mide la velocidad y dirección de la corriente a una sola profundidad | Instrument that measures the speed and direction of the current at a single depth. | Current meter |  | http://vocab.nerc.ac.uk/collection/L05/current/114 |  | Gabinete de oceanografía fisica, INIDEP. |  |  |  |  | FALSE
CPROF | Perfilador de corriente | Instrumento que mide la velocidad y la dirección de la corriente a múltiples profundidades predeterminadas simultáneamente (Ej. ADCP). | Instrument that measures the speed and direction of the current at multiple predetermined depths simultaneously (e.g., ADCP). | Current profiler |  | http://vocab.nerc.ac.uk/collection/L05/current/115 |  | Gabinete de oceanografía fisica, INIDEP. |  |  |  | TOOL0062 TOOL0061 KMEC150 NAQP400 | FALSE
TOOL0062 | ADCP Teledyne RDI de 150 kHz de banda estrecha montado en buque | El Perfilador Acústico de Corrientes Doppler (ADCP) de Banda Estrecha Montado en Buque de Teledyne RDI es un ADCP de perfilado de corrientes 3D de largo alcance, diseñado para el perfilado continuo de corrientes desde una embarcación en movimiento. Cuenta con un procesamiento de señal de banda estrecha de 150 kHz y un diseño patentado de 4 haces | The Teledyne RDI Narrowband Vessel-Mounted Acoustic Doppler Current Profiler is a long-range 3D current profiling ADCP designed for continuous current profiling from a moving ship. It has 150 kHz narrowband signal processing and a patented 4 beam design. | Teledyne RDI 150 kHz narrowband vessel-mounted ADCP |  | https://vocab.nerc.ac.uk/collection/L22/current/TOOL0062/ |  | Gabinete de oceanografía fisica, INIDEP. |  |  | CPROF |  | FALSE
TOOL0061 | ADCP Teledyne RDI Workhorse Monitor de 300 kHz de lectura directa | Un perfilador acústico de corrientes Doppler (ADCP) de lectura directa con una capacidad de profundidad estándar de 200 m, con una carcasa opcional para 6000 m. El procesamiento de señal de banda ancha de 300 kHz proporciona una alta resolución de datos y una solución de cuatro haces que ofrece una medición independiente de la velocidad de error. Opera eficazmente entre temperaturas de -5 y 45 °C y tiene una precisión de velocidad del 0.5 % de la velocidad del agua +/- 0.5 cm/s. | A direct reading acoustic doppler current profiler (ADCP) with a standard depth rating of 200 m with a 6000 m rated case available as an option. 300 kHz broadband signal processing gives high data resolution and a four-beam solution gives an independent error velocity measurement. It operates effectively between temperatures of -5 and 45 degC and has a velocity accuracy of 0.5 % of the water velocity +/- 0.5 cm/s. | Teledyne RDI Workhorse Monitor 300 kHz direct-reading ADCP |  | https://vocab.nerc.ac.uk/collection/L22/current/TOOL0061/ |  | Gabinete de oceanografía fisica, INIDEP. |  |  | CPROF |  | FALSE
KMEC150 | ADCP Kongsberg Maritime EC150-3C 150 kHz | Un instrumento combinado que funciona como ecosonda científica de haz dividido y como Perfilador Acústico de Corrientes Doppler (ADCP). Opera con una frecuencia nominal de 150 kHz y está diseñado para ser montado en buques o vehículos de superficie no tripulados (USV), integrándose completamente con el software EK80 para la recolección simultánea de datos. | A combined instrument that functions as a wideband split-beam echosounder and an Acoustic Doppler Current Profiler (ADCP). It operates at a nominal frequency of 150 kHz and is designed for use on vessels and Unmanned Surface Vessels (USVs), fully integrating with EK80 software for simultaneous data collection. | Kongsberg Maritime EC150-3C 150 kHz ADCP |  |  |  | Gabinete de oceanografía fisica, INIDEP. |  |  | CPROF |  | FALSE
NAQP400 | ADCP Nortek Aquadopp Profiler 400 kHz | Un versátil Perfilador Acústico de Corrientes Doppler (ADCP) de 3 haces y 400 kHz, diseñado para mediciones de corrientes en un rango de hasta 90 metros. Integra sensores estándar de temperatura, compás e inclinación, y es adecuado para estudios de corrientes de marea, mediciones de flujo medio y para ser montado en boyas de superficie. | A versatile 3-beam, 400 kHz Acoustic Doppler Current Profiler (ADCP) designed for current measurements with a range of up to 90 meters. It integrates standard sensors for temperature, compass, and tilt, and is suitable for tidal current studies, mean flow measurements, and for mounting on surface buoys. | Nortek Aquadopp Profiler 400 kHz ADCP |  |  | https://vocab.nerc.ac.uk/collection/L22/current/TOOL0888/ | Gabinete de oceanografía fisica, INIDEP. |  |  | CPROF |  | FALSE
RADM | Radiómetro | Instrumento que mide la intensidad de la radiación electromagnética en la atmósfera o en la columna de agua. | Instrument that measures the intensity of electromagnetic radiation in the atmosphere or in the water column. | Radiometer |  | http://vocab.nerc.ac.uk/collection/L05/current/122 |  | Gabinete de oceanografía fisica, INIDEP. |  |  |  |  | FALSE
CTD | CTD | Instrumento que mide simultáneamente la conductividad eléctrica del agua de mar, su temperatura y la presión en la columna de agua. Permite la integración de diferentes sensores auxiliares (pH, oxígeno disuelto, turbidez, fluorescencia) | Instrument that simultaneously measures the electrical conductivity of seawater, its temperature, and the pressure in the water column. It allows the integration of different auxiliary sensors (pH, dissolved oxygen, turbidity, fluorescence). | CTD |  | http://vocab.nerc.ac.uk/collection/L05/current/130 |  | Gabinete de oceanografía fisica, INIDEP. |  |  |  | TOOL0042 TOOL0058 TOOL0040 TOOL0149 TRCITADEL TOOL0047 TOOL0002 TOOL1883 TOOL1162 | FALSE
TOOL0042 | CTD Sea-Bird SBE 19 SEACAT | Un CTD autónomo alimentado por batería con un sensor de presión de galga extensiométrica de semiconductor de precisión. El agua era suministrada al sensor de conductividad mediante una bomba. La carcasa era de plástico (hasta 600 m de profundidad), aluminio (hasta 6800 m de profundidad) o titanio (hasta 10500 m de profundidad). Se podían instalar sensores opcionales de oxígeno, pH, fluorescencia, PAR, transmisión de luz y turbidez. Diseñado principalmente para aplicaciones de perfilado, pero puede ser utilizado en fondeos de corta duración (menos de 2 semanas). Reemplazado por el modelo SBE19plus en 2001. | A self-contained battery powered CTD with precision semiconductor strain gauge pressure sensor. Water was supplied to the conductivity sensor by a pump. Housing was plastic (up to 600m depth), aluminium (up to 6800m depth) or titanium (up to 10500m depth). Optional oxygen, pH, fluorescence, PAR, light transmission and turbidity sensors could be fitted. Primarily designed for profiling applications but may be used on a short (less than 2 weeks) duration mooring. Replaced by the SBE19plus model in 2001. | Sea-Bird SBE 19 SEACAT CTD |  | http://vocab.nerc.ac.uk/collection/L22/current/TOOL0042/ |  | Gabinete de oceanografía fisica, INIDEP. |  |  | CTD |  | FALSE
TOOL0058 | CTD Sea-Bird SBE 911plus | CTD de alta precisión y exactitud que comprende una unidad submarina SBE 9plus (sensores de temperatura SBE 3 y de conductividad SBE 4) y una unidad de cubierta SBE 11plus. Los sensores pueden conectarse a un circuito de tuberías de plástico alimentado por bomba (generalmente temperatura, salinidad y oxígeno) o ser autónomos. Todos los instrumentos (8 canales disponibles) en el paquete son registrados por el SBE 11. La unidad es la versión de producción comercial del SBE 911 (cada 911 se construía a medida según especificaciones individuales). | High precision and accuracy CTD comprising an SBE 9plus underwater unit (SBE 3 temperature and SBE 4 conductivity sensors) and an SBE 11plus deck unit. Sensors may be connected to a pump-fed plastic tubing circuit (usually temperature, salinity and oxygen) or stand-alone. All instruments (8 channels available) on the package are logged by the SBE 11. The unit is the production off the shelf version of the SBE 911 (each 911 was custom built to individual specification). | Sea-Bird SBE 911plus CTD |  | http://vocab.nerc.ac.uk/collection/L22/current/TOOL0058/ |  | Gabinete de oceanografía fisica, INIDEP. |  |  | CTD |  | FALSE
TOOL0040 | CTD Sea-Bird SBE 25 Sealogger | Un CTD compacto y autónomo que comprende un sensor de conductividad conectado a un suministro de agua bombeada y módulos de sensores de presión y temperatura separados. La unidad completa está montada en una jaula de acero inoxidable con un paquete de baterías, registrador de datos y memoria. Se puede conectar un sensor de oxígeno disuelto al suministro de agua bombeada y se pueden montar otros módulos de sensores, como fluorómetros y transmisómetros, en la jaula e interconectarlos con el registrador de datos. El instrumento también puede utilizarse con alimentación externa y registro de datos a través de una interfaz RS-232. | A compact self-contained CTD comprising a conductivity sensor plumbed into a pumped water supply and separate pressure and temperature sensor modules. The whole unit is mounted in a stainless steel cage with a battery pack, data logger and memory. A dissolved oxygen sensor may be plumbed into the pumped water supply and other sensor modules such as fluorometers and transmissometers may be mounted in the cage and interfaced to the data logger. The instrument may also be used with external power and data logging through an RS-232 interface. | Sea-Bird SBE 25 Sealogger CTD |  | http://vocab.nerc.ac.uk/collection/L22/current/TOOL0040/ |  | Gabinete de oceanografía fisica, INIDEP. |  |  | CTD |  | FALSE
TOOL0149 | Meerestechnik-Elektronik KMS | Sonda de cable utilizada para mediciones oceanográficas. | A cable probe used for oceanographic measurements. | Meerestechnik-Elektronik KMS cable probe | KMS | https://vocab.nerc.ac.uk/collection/L22/current/TOOL0149/ |  | Gabinete de oceanografía fisica, INIDEP. |  |  | CTD |  | FALSE
TRCITADEL | CTD-NV Teledyne RD CITADEL | Un CTD (Conductividad, Temperatura, Profundidad) robusto y de muestreo rápido, diseñado para mediciones de precisión en entornos marinos exigentes. Utiliza una celda de conductividad inductiva no externa (NXIC) patentada, lo que lo hace duradero y adecuado para perfiles, remolques o para ser montado en AUVs y ROVs. | A rugged, fast-sampling CTD (Conductivity, Temperature, Depth) designed for precision measurement in demanding marine environments. It utilizes a patented Non-eXternal Inductive Cell (NXIC) for conductivity, making it durable and well-suited for profiling, towing, or mounting on AUVs and ROVs. | Teledyne RD CITADEL CTD-NV |  |  | http://vocab.nerc.ac.uk/collection/L22/current/TOOL1163/ | Gabinete de oceanografía fisica, INIDEP. |  |  | CTD |  | FALSE
TOOL0047 | CTD Sea-Bird SBE 19plus SEACAT | Perfilador CTD autónomo y autoalimentado. Mide conductividad, temperatura y presión tanto en modo de perfilado (muestrea a 4 barridos/seg) como en modo de fondeo (tasas de muestreo desde una vez cada 5 segundos hasta una vez cada 9 horas). Disponible en carcasa de plástico o titanio con rangos de profundidad de 600 m y 7000 m respectivamente. Una bomba sumergible en miniatura suministra agua a la celda de conductividad. | Self contained self powered CTD profiler. Measures conductivity, temperature and pressure in both profiling (samples at 4 scans/sec) and moored (sample rates of once every 5 seconds to once every 9 hours) mode. Available in plastic or titanium housing with depth ranges of 600m and 7000m respectively. Minature submersible pump provides water to conductivity cell. | Sea-Bird SBE 19plus SEACAT CTD |  | http://vocab.nerc.ac.uk/collection/L22/current/TOOL0047/ |  | Gabinete de oceanografía fisica, INIDEP. |  |  | CTD |  | FALSE
TOOL0002 | CTD Neil Brown MK3 | El CTD Neil Brown MK3 consiste en una unidad integral que contiene sensores de presión, temperatura y conductividad con un sensor de oxígeno disuelto opcional en una carcasa resistente a la presión. La variante más utilizada en las décadas de 1980 y 1990 fue el MK3B. El MK3C, equipado con un sensor de presión mejorado para reducir la histéresis, fue desarrollado para cumplir con los requisitos del proyecto WOCE. El instrumento ya no se produce, pero General Oceanics ofrece soporte (reparación y calibración). | The Neil Brown MK3 CTD consists of an integral unit containing pressure, temperature and conductivity sensors with an optional dissolved oxygen sensor in a pressure-hardened casing. The most widely used variant in the 1980s and 1990s was the MK3B. The MK3C fitted with an improved pressure sensor to reduce hysteresis was developed to meet the requirements of the WOCE project. The instrument is no longer in production, but is supported (repair and calibration) by General Oceanics. | Neil Brown MK3 CTD |  | http://vocab.nerc.ac.uk/collection/L22/current/TOOL0002/ |  | Gabinete de oceanografía fisica, INIDEP. |  |  | CTD |  | FALSE
TOOL1883 | CTD Valeport MIDAS 606 | Un sensor de conductividad, temperatura y presión diseñado para trabajos de perfilado rápido y despliegue en fondeos. Mide conductividad (mS/cm), temperatura (ITS90, °C) y presión (bar), utilizando un sensor de conductividad de alta estabilidad, un termómetro de resistencia de platino (PRT) de respuesta rápida y un transductor de presión piezorresistivo compensado por temperatura. Todos los sensores están sincronizados para muestrear al mismo tiempo. Los sensores del CTD están encapsulados en titanio. El instrumento puede ser alimentado por cable o batería, permitiendo un muestreo autónomo o en tiempo real. Hay 5 modos de muestreo: continuo, ráfaga, viaje/perfil, condicional y retardo. El instrumento también está equipado con 16 MB de memoria FLASH no volátil de estado sólido. El CTD tiene una capacidad de profundidad de 6000 m, sin embargo, los rangos del sensor de presión son de 10, 50, 100, 300 o 600 bar con una resolución del 0.001 % y una precisión del 0.01 %. El sensor de conductividad tiene un rango de 0 - 80 mS/cm, resolución de 0.002 mS/cm y precisión de 0.01 mS/cm. El rango del sensor de temperatura es de -5 a 35 °C, con una resolución de 0.005 °C y una precisión de 0.01 °C. | A conductivity, temperature, and pressure sensor designed for rapid profiling work and deployment on moorings. It measures conductivity (mS/cm), temperature (ITS90,deg C), and pressure (bar), using a high stability conductivity sensor, a fast response platinum resistance thermometer (PRT) temperature sensor, and a temperature compensated piezo-resistive pressure transducer. The sensors are all synchronised to sample at the same time. The CTD sensors are encased in titanium. The instrument can be powered by cable or battery, allowing for real-time or autonomous sampling. There are 5 sampling modes: continuous, burst, trip/profile, conditional, and delay. The instrument is also fitted with 16 MB of solid-state non-volatile FLASH memory. The CTD has a depth rating of 6000 m, however the pressure sensor ranges are 10, 50, 100, 300 or 600 bar with 0.001 % resolution and 0.01 % accuracy. The conductivity sensor has a range of 0 - 80 mS/cm, resolution of 0.002 mS/cm, and accuracy of 0.01 mS/cm. The temperature sensor range is -5 to 35 degC, with resolution 0.005 degC, and accuracy 0.01 degC. | Valeport MIDAS 606 CTD |  | http://vocab.nerc.ac.uk/collection/L22/current/TOOL1883/ |  | Gabinete de oceanografía fisica, INIDEP. |  |  | CTD |  | FALSE
TOOL1162 | CTD Sea-Bird SBE 25plus Sealogger | Un CTD compacto y autónomo alimentado por batería para uso en despliegues costeros, estuarinos y de aguas profundas para medir la temperatura y la conductividad con la profundidad. La unidad completa está montada en una jaula de acero inoxidable con paquete de baterías, registrador de datos y memoria interna. El 25plus comprende un sensor de temperatura SBE 3F, un sensor de conductividad SBE 4C y un sensor de presión de galga extensiométrica. Utiliza un flujo conducido T-C controlado por bomba para minimizar los picos de salinidad. El instrumento también puede utilizarse con alimentación externa y registro de datos a través de una interfaz RS-232, y ofrece canales para hasta diez sensores auxiliares como oxígeno, pH, fluorescencia, PAR, turbidez, transmisión de luz y nitratos. El 25plus muestrea a 16 Hz y es adecuado para su uso en profundidades de agua que van desde 600 a 6800 m. El SBE 25plus reemplaza al SBE 25 que fue descontinuado en 2012. | A compact and self-contained battery-powered CTD for use in coastal, estuarine and deep-water deployments to measure temperature and conductivity with depth. The whole unit is mounted in a stainless steel cage with battery pack, data logger and internal memory. The 25plus comprises an SBE 3F temperature sensor, SBE 4C conductivity sensor, and a strain-gauge pressure sensor. It utilises pump-controlled T-C ducted flow to minimise salinity spiking. The instrument may also be used with external power and data logging through an RS-232 interface, and offers channels for up to ten auxiliary sensors such as oxygen, pH, fluorescence, PAR, turbidity, light transmission and nitrates. The 25plus samples at 16 Hz and is suitable for use in water depths ranging from 600-6800 m. The SBE 25plus replaces the SBE 25 which was discontinued in 2012. | Sea-Bird SBE 25plus Sealogger CTD |  | http://vocab.nerc.ac.uk/collection/L22/current/TOOL1162/ |  | Gabinete de oceanografía fisica, INIDEP. |  |  | CTD |  | FALSE
BATHY | Batitermografos | Instrumento que mide perfiles verticales de temperatura del mar (MBT, XBT). | Instrument that measures vertical profiles of sea temperature (MBT, XBT). | Bathythermograph |  | http://vocab.nerc.ac.uk/collection/L05/current/132 |  | Gabinete de oceanografía fisica, INIDEP. |  |  |  |  | FALSE
TSAL | Termosalinografo | Instrumento con sensores de temperatura y conductividad, instalado cerca de una toma de agua en una embarcación, para medir en continuo la capa superficial del agua. | Instrument with temperature and conductivity sensors, installed near a water intake on a vessel, to continuously measure the surface water layer. | Thermosalinograph |  | http://vocab.nerc.ac.uk/collection/L05/current/133 |  | Gabinete de oceanografía fisica, INIDEP. |  |  |  | TOOL0190 TOOL0667 | FALSE
TOOL0190 | Termosalinógrafo Sea-Bird SBE 45 MicroTSG | Un instrumento pequeño, de alta precisión y alimentado externamente, diseñado para la determinación a bordo de la conductividad y temperatura de la superficie del mar (agua bombeada). Está construido en plástico y titanio para asegurar una larga vida útil con un mantenimiento mínimo. Opcionalmente, puede interconectarse con un sensor de temperatura de casco externo SBE 38. | A small externally powered, high-accuracy instrument, designed for shipboard determination of sea surface (pumped-water) conductivity and temperature. It is constructed of plastic and titanium to ensure long life with minimum maintenance. It may optionally be interfaced to an external SBE 38 hull temperature sensor. | Sea-Bird SBE 45 MicroTSG thermosalinograph |  | http://vocab.nerc.ac.uk/collection/L22/current/TOOL0190/ |  | Gabinete de oceanografía fisica, INIDEP. |  |  | TSAL |  | FALSE
TOOL0667 | Termosalinógrafo Sea-Bird SBE 21 | Un sensor de conductividad de electrodo de platino y un termistor montados en una carcasa de plástico y titanio resistente a la corrosión, diseñado para ser conectado continuamente al suministro de agua de mar bombeada de una embarcación. El instrumento puede interconectarse con un sensor de temperatura remoto SBE 38 montado en el casco o en la entrada de agua de mar. Los datos se almacenan en la memoria interna y se envían a un puerto serie para su registro externo. La conductividad se mide en el rango de 0-7 S/m con una precisión de 0.001 S/m y una resolución de 0.0001 S/m. La temperatura de la carcasa se mide en el rango de -5 a 35 °C con una precisión de 0.01 °C y una resolución de 0.001 °C. La temperatura remota se mide en el rango de -5 a 35 °C con una precisión de 0.001 °C y una resolución de 0.0003 °C. Más información en http://www.seabird.com/products/spec_sheets/21data.htm. | A platinum-electrode conductivity sensor and a thermistor mounted in a corrosion-resistant plastic and titanium housing designed to be continuously plumbed into a vessel's pumped seawater supply. The instrument may be interfaced to a remote SBE 38 temperature sensor mounted either on the hull or in the seawater inlet. Data are both stored in internal memory and output to a serial port for external logging. Conductivity is measured in the range 0-7 S/m with an accuracy of 0.001 S/m and a resolution of 0.0001 S/m. Housing temperature is measured in the range -5-35C with an accuracy of 0.01 C and a resolution of 0.001 C. Remote temperature is measured in the range -5-35C with an accuracy of 0.001 C and a resolution of 0.0003 C. More information at http://www.seabird.com/products/spec_sheets/21data.htm. | Sea-Bird SBE 21 Thermosalinograph |  | http://vocab.nerc.ac.uk/collection/L22/current/TOOL0667/ |  | Gabinete de oceanografía fisica, INIDEP. |  |  | TSAL |  | FALSE
TEMP | Sensor de temperatura | Instrumento que mide la temperatura del agua con la que está en contacto. | Instrument that measures the temperature of the water with which it is in contact. | Temperature sensor |  | http://vocab.nerc.ac.uk/collection/L05/current/134 |  | Gabinete de oceanografía fisica, INIDEP. |  |  |  | TOOL0191 TOOL0267 | FALSE
TOOL0191 | Termómetro Sea-Bird SBE 38 | Un termómetro oceanográfico con un rango de medición de -5 a +35 °C; precisión absoluta mejor que 0.001 °C y resolución de aproximadamente 0.00025 °C. El sensor es un termistor envejecido ultraestable con una tasa de deriva de menos de 0.002 °C por año. La resistencia de referencia es un VISHAY sellado herméticamente. Puede ser instalado en una carcasa de presión de titanio para 10,500 m. | An oceanographic thermometer with a measurement range of -5 to +35C; absolute accuracy better than 0.001C and resolution of approximately 0.00025C. The sensor is an ultra-stable aged thermistor with a drift rate of less than 0.002C per year. The reference resistor is a hermetically sealed VISHAY. It may be fitted in a 10,500m titanium pressure housing. | Sea-Bird SBE 38 thermometer |  | http://vocab.nerc.ac.uk/collection/L22/current/TOOL0191/ |  | Gabinete de oceanografía fisica, INIDEP. |  |  | TEMP |  | FALSE
TOOL0267 | STAR ODDI Starmon mini | Un registrador de temperatura submarino en una carcasa de plástico (400 m) o de titanio (11000 m). La resolución promedio de la temperatura es de 0.013 °C y la precisión es de ±0.05 °C en un rango de -2 °C a 40 °C; la precisión del reloj es mejor que 1 minuto por mes. Equilibración de la temperatura: 63% en 18 segundos (carcasa de plástico) o 6 segundos (carcasa de titanio); 100% en 3 minutos (carcasa de plástico) o 1 minuto (carcasa de titanio). | An underwater temperature recorder in either a plastic (400m) or titanium (11000m) casing. Temperature average resolution is 0.013C and accuracy is +-0.05C over a range -2C to 40C: clock accuray better than 1 minute per month. Temperature equilibration: 63% 18 seconds (plastic case) or 6 seconds (titanium case); 100% 3 minutes (plastic case) or 1 minute (titanium case). | STAR ODDI Starmon mini |  | https://vocab.nerc.ac.uk/collection/L22/current/TOOL0267/ |  | Gabinete de oceanografía fisica, INIDEP. |  |  | TEMP |  | FALSE
SBES | Ecosonda mono-haz | Sonda que emite ondas acústicas en un solo punto, cronometrando pulsos de sonido reflejados en el lecho marino. | Sounder that emits acoustic waves at a single point, timing sound pulses reflected off the seabed. | Single-beam echosounder |  | http://vocab.nerc.ac.uk/collection/L05/current/156 |  | Gabinete de oceanografía fisica, INIDEP. |  |  |  |  | FALSE
MBES | Ecosonda multi -haz | Sonda que emite ondas acústicas en forma de abanico debajo de su transductor | Sounder that emits acoustic waves in a fan shape beneath its transducer. | Multi-beam echosounder |  | http://vocab.nerc.ac.uk/collection/L05/current/157 |  | Gabinete de oceanografía fisica, INIDEP. |  |  |  |  | FALSE
SVEL | Sensores de velocidad del sonido | Instrumento que mide la velocidad del sonido en el agua de mar | Instrument that measures the speed of sound in seawater. | Sound velocity sensors |  | http://vocab.nerc.ac.uk/collection/L05/current/185 |  | Gabinete de oceanografía fisica, INIDEP. |  |  |  |  | FALSE
CAM | Camara fotográfica | Todo tipo de equipo fotográfico utilizado para registrar imágenes visuales. Incluye fotografías, videos, películas y sistemas digitales. | All types of photographic equipment used to record visual images. Includes photographs, videos, films, and digital systems. | Camera |  | http://vocab.nerc.ac.uk/collection/L05/current/311 |  | Gabinete de oceanografía fisica, INIDEP. |  |  |  |  | FALSE
SALIN | Sensor de salinidad | Instrumento que mide simultáneamente la conductividad eléctrica y la temperatura en la columna de agua para proporcionar datos de salinidad. | Instrument that simultaneously measures electrical conductivity and temperature in the water column to provide salinity data. | Salinity sensor |  | http://vocab.nerc.ac.uk/collection/L05/current/350 |  | Gabinete de oceanografía fisica, INIDEP. |  |  |  |  | FALSE
DGAS | Sensor de gas disuelto | Instrumento que mide la concentración de gases disueltos en el agua. | Instrument that measures the concentration of dissolved gases in the water. | Dissolved gas sensor |  | http://vocab.nerc.ac.uk/collection/L05/current/351 |  | Gabinete de oceanografía fisica, INIDEP. |  |  |  |  | FALSE
HYDRO | Hidrófono | Dispositivos que convierten las ondas de sonido bajo el agua en señales eléctricas con el fin de detectar la presencia y dirección de naves y/o ciertos animales | Devices that convert underwater sound waves into electrical signals in order to detect the presence and direction of ships and/or certain animals. | Hydrophone |  | http://vocab.nerc.ac.uk/collection/L05/current/369 |  | Gabinete de oceanografía fisica, INIDEP. |  |  |  |  | FALSE
ROSETTE | Roseta | Estructura que soporta un conjunto de botellas de muestreo y un CTD, permitiendo la recolección de muestras de agua a profundidades específicas. | A frame supporting a set of sampling bottles and a CTD, allowing the collection of water samples at specific depths. | Rosette sampler |  |  |  | Gabinete de oceanografía fisica, INIDEP. |  |  |  |  | FALSE
STRAP | Trampa de sedimentos | Un colector de partículas a medida que se hunden a través de la columna de agua. | A collector of particulates as they sink through the water column. | sediment traps |  | https://vocab.nerc.ac.uk/collection/L05/current/33/ |  | Gabinete de oceanografía fisica, INIDEP. |  |  |  |  | FALSE
FLOWCAM | Flow-Cam | Instrumento que combina citometría de flujo y microscopía para obtener imágenes y analizar partículas en una muestra de fluido. | An instrument combining flow cytometry and microscopy to image and analyze particles in a fluid sample. | Flow-Cam |  |  |  | Gabinete de oceanografía fisica, INIDEP. |  |  |  |  | FALSE
TOOL1177 | Box Corer | Muestreador de sedimento que recolecta una muestra cúbica de gran volumen y relativamente inalterada de la superficie del fondo marino. | A sediment sampler that collects a large volume, relatively undisturbed box-shaped sample of the seafloor surface. | Box corer |  | https://vocab.nerc.ac.uk/collection/L22/current/TOOL1177/ |  | Gabinete de oceanografía fisica, INIDEP. |  |  |  |  | FALSE
TOOL1853 | Draga | Un tipo de muestreador diseñado para recolectar una muestra del sustrato del fondo, generalmente remolcándolo a través del sustrato. Puede ser adecuado para sustratos de lodo, arena, conchilla y grava. Las muestras pueden utilizarse para estudiar macroinvertebrados bentónicos y algas, así como la química y estructura de los propios sedimentos. | A type of sampler designed for collecting a sample of bottom substrate, usually by towing it through the substrate. It can be suitable for mud, sand, shell, and gravel substrates. Samples can be used to study benthic macroinvertebrates and algae as well as the chemistry and structure of the sediments themselves. | Dredge |  | https://vocab.nerc.ac.uk/collection/L22/current/TOOL1853/ |  | Gabinete de oceanografía fisica, INIDEP. |  |  |  |  | FALSE

## Jerarquia
Muestreador discreto | Botella
Balde
Equipo de pesca pasiva | Trampa
|  | Nasa | buscar
Trampa de Peces
Red de Enmalle
Equipo de pesca activa | Redes | Redes de pesca | Palangre de fondo
|  |  | Poteras | buscar
Red de arrastre de fondo
Red de Cerco
Red de arrastre pelágica
|  | Redes de plankton | Heligoland | red de plancton inventada en Helgoland, Alemania, por Johannes Peter Müller en la década de 1840
Hensen
Multired
Red Isaac-Kids (IKMT)
|  |  | Pairovet | The Pairovet Net is towed vertically through the water column to collect fish egg samples from the upper euphotic zone.
Red cónica tipo Motoda
Red de Neuston
|  |  | Red Bongo | La red de plancton Bongo consta de un doble aro que permite obtener dos muestras en cada lance. De esta manera se obtienen las muestras por duplicado, o es posible muestrear con dos redes de plancton de diferente micraje. Está diseñada para utilizarse en lances horizontales, oblicuos y verticales.
Red Nackthai
Red Mini-Bongo
|  |  | Fitoplancton | La red de plancton simple está diseñada para arrastre mediante embarcación. Puede utilizarse en lances horizontales, oblicuos y verticales. Son redes de forma troncocónica y están disponibles en varios tamaños y micrajes.
Rastra
Caña - linea
Estacion meteorologica
Correntómetro
Perfilador de corriente | Teledyne RDI 150 kHz narrowband vessel-mounted ADCP
Teledyne RDI Workhorse Monitor 300 kHz direct-reading ADCP
Kongsberg Maritime ES 150C 150 kHz ADCP
| Nortek Aquadopp AQUAPRO 400 kHz ADCP |  | related
Radiómetro
CTD | Sea-Bird SBE 19 SEACAT CTD
Sea-Bird SBE 911plus CTD
Sea-Bird SBE 25 Sealogger CTD
| Meerestechnik-Elektronik KMS |  | related
| Teledyne RD CITADEL CTD-NV |  | related
Sea-Bird SBE 19plus SEACAT CTD
Neil Brown MK3 CTD
Valeport MIDAS 606 CTD
Sea-Bird SBE 25plus Sealogger CTD
Batitermografos
Termosalinografo | Sea-Bird SBE 45 MicroTSG thermosalinograph
Sea-Bird SBE 21 Thermosalinograph
Sensor de temperatura | Sea-Bird SBE 38 thermometer
STAR ODDI Starmon mini
Ecosonda mono-haz
Ecosonda multi -haz
Sensores de velocidad del sonido
Camara fotográfica
Sensor de salinidad
Sensores de gases disueltos
Hidrófono
Roseta
trampa de sedimentos
Flow-Cam
Box Corer
Draga

## L05
>2000 Hz top-bandwidth sub-bottom penetrator and mud profiler systems (http://vocab.nerc.ac.uk/collection/L05/current/367/)
ADVs and turbulence probes (http://vocab.nerc.ac.uk/collection/L05/current/384/)
Aerosol physical characterisers (http://vocab.nerc.ac.uk/collection/L05/current/386/)
Aethalometers (http://vocab.nerc.ac.uk/collection/L05/current/387/)
Aquapulse (http://vocab.nerc.ac.uk/collection/L05/current/AQPL/)
Atmosphere models (http://vocab.nerc.ac.uk/collection/L05/current/MOD03/)
Atmospheric chemistry remote sensors (http://vocab.nerc.ac.uk/collection/L05/current/314/)
Atomic fluorescence spectrometers (http://vocab.nerc.ac.uk/collection/L05/current/LAB49/)
Automatic Identification System receivers (http://vocab.nerc.ac.uk/collection/L05/current/POS27/)
Automatic Ranging Grid Overlay DM 54 receivers (http://vocab.nerc.ac.uk/collection/L05/current/POS10/)
Biological and biogeochemical models (http://vocab.nerc.ac.uk/collection/L05/current/MOD08/)
CTD (http://vocab.nerc.ac.uk/collection/L05/current/130/)
CTD undulators (http://vocab.nerc.ac.uk/collection/L05/current/131/)
Colour comparators (http://vocab.nerc.ac.uk/collection/L05/current/COLCMP/)
Coupled models (http://vocab.nerc.ac.uk/collection/L05/current/MOD05/)
Decca Navigator System HiFix receivers (http://vocab.nerc.ac.uk/collection/L05/current/POS08/)
Decca Navigator System main chain receivers (http://vocab.nerc.ac.uk/collection/L05/current/POS01/)
Fish-finder echosounders (http://vocab.nerc.ac.uk/collection/L05/current/FFES/)
Flexichoc (http://vocab.nerc.ac.uk/collection/L05/current/FLXS/)
Flexotir (http://vocab.nerc.ac.uk/collection/L05/current/FLXT/)
GI-gun (http://vocab.nerc.ac.uk/collection/L05/current/GIAG/)
Geiger counters (http://vocab.nerc.ac.uk/collection/L05/current/LAB39/)
Global models (http://vocab.nerc.ac.uk/collection/L05/current/MOD01/)
Hyperfix receivers (http://vocab.nerc.ac.uk/collection/L05/current/POS21/)
Kinematic Global Positioning System receivers (http://vocab.nerc.ac.uk/collection/L05/current/POS25/)
Levels and staffs (http://vocab.nerc.ac.uk/collection/L05/current/LVLST/)
Long Range Navigation version C receivers (http://vocab.nerc.ac.uk/collection/L05/current/POS05/)
Marine chronometers (http://vocab.nerc.ac.uk/collection/L05/current/POS06/)
Meteorological models (http://vocab.nerc.ac.uk/collection/L05/current/MOD06/)
Motorola Mini-Ranger receivers (http://vocab.nerc.ac.uk/collection/L05/current/POS20/)
Ocean models (http://vocab.nerc.ac.uk/collection/L05/current/MOD04/)
Omega receivers (http://vocab.nerc.ac.uk/collection/L05/current/POS15/)
Performance monitors (http://vocab.nerc.ac.uk/collection/L05/current/PERMON/)
Physical oceanographic models (http://vocab.nerc.ac.uk/collection/L05/current/MOD07/)
Pinger sub-bottom profilers (http://vocab.nerc.ac.uk/collection/L05/current/394/)
Pulse8 receivers (http://vocab.nerc.ac.uk/collection/L05/current/POS14/)
Rana receivers (http://vocab.nerc.ac.uk/collection/L05/current/POS13/)
Regional models (http://vocab.nerc.ac.uk/collection/L05/current/MOD02/)
Sea ice remote sensors (http://vocab.nerc.ac.uk/collection/L05/current/315/)
Sextants (http://vocab.nerc.ac.uk/collection/L05/current/POS07/)
Sparker (http://vocab.nerc.ac.uk/collection/L05/current/SPRK/)
Système leger de measure de distance receivers (http://vocab.nerc.ac.uk/collection/L05/current/POS12/)
Toran receivers (http://vocab.nerc.ac.uk/collection/L05/current/POS09/)
Trident receivers (http://vocab.nerc.ac.uk/collection/L05/current/POS11/)
Trisponder navigation systems (http://vocab.nerc.ac.uk/collection/L05/current/POS22/)
Ultra Short Baseline Positioning Systems (http://vocab.nerc.ac.uk/collection/L05/current/POS26/)
Vaporchoc (http://vocab.nerc.ac.uk/collection/L05/current/VSHC/)
Volume measures (http://vocab.nerc.ac.uk/collection/L05/current/LAB40/)
Wire drags (http://vocab.nerc.ac.uk/collection/L05/current/WDRG/)
X-ray diffractometers (http://vocab.nerc.ac.uk/collection/L05/current/LAB26/)
X-ray fluorescence analysers (http://vocab.nerc.ac.uk/collection/L05/current/LAB25/)
accelerometers (http://vocab.nerc.ac.uk/collection/L05/current/307/)
acoustic backscatter sensors (http://vocab.nerc.ac.uk/collection/L05/current/183/)
acoustic tracking systems (http://vocab.nerc.ac.uk/collection/L05/current/357/)
acoustic velocity systems (http://vocab.nerc.ac.uk/collection/L05/current/LAB32/)
active fishing gear (http://vocab.nerc.ac.uk/collection/L05/current/64/)
beam trawls (http://vocab.nerc.ac.uk/collection/L05/current/62/)
benthos samplers (http://vocab.nerc.ac.uk/collection/L05/current/24/)
beam trawls (http://vocab.nerc.ac.uk/collection/L05/current/62/)
demersal trawl nets (http://vocab.nerc.ac.uk/collection/L05/current/61/)
demersal trawl nets (http://vocab.nerc.ac.uk/collection/L05/current/61/)
pelagic trawl nets (http://vocab.nerc.ac.uk/collection/L05/current/23/)
queen scallop dredges (http://vocab.nerc.ac.uk/collection/L05/current/72/)
scallop dredges (http://vocab.nerc.ac.uk/collection/L05/current/71/)
active fluorometers (http://vocab.nerc.ac.uk/collection/L05/current/353/)
aerosol samplers (http://vocab.nerc.ac.uk/collection/L05/current/13/)
airgun (http://vocab.nerc.ac.uk/collection/L05/current/SNAG/)
airgun array (http://vocab.nerc.ac.uk/collection/L05/current/ARAG/)
alpha spectrometers (http://vocab.nerc.ac.uk/collection/L05/current/LAB53/)
altimeters (http://vocab.nerc.ac.uk/collection/L05/current/379/)
anemometers (http://vocab.nerc.ac.uk/collection/L05/current/101/)
atmospheric gas analysers (http://vocab.nerc.ac.uk/collection/L05/current/382/)
atmospheric radiometers (http://vocab.nerc.ac.uk/collection/L05/current/308/)
atmospheric transparency quantifiers (http://vocab.nerc.ac.uk/collection/L05/current/ATRANS/)
atomic absorption spectrometers (http://vocab.nerc.ac.uk/collection/L05/current/LAB10/)
autoanalysers (http://vocab.nerc.ac.uk/collection/L05/current/LAB04/)
balances and scales (http://vocab.nerc.ac.uk/collection/L05/current/LAB13/)
bathymetric LiDARs (http://vocab.nerc.ac.uk/collection/L05/current/312/)
bathythermographs (http://vocab.nerc.ac.uk/collection/L05/current/132/)
Expendable bathythermographs (http://vocab.nerc.ac.uk/collection/L05/current/389/)
Mechanical bathythermographs (http://vocab.nerc.ac.uk/collection/L05/current/390/)
bench fluorometers (http://vocab.nerc.ac.uk/collection/L05/current/LAB23/)
bench particle sizers (http://vocab.nerc.ac.uk/collection/L05/current/LAB27/)
benthic incubation chambers (http://vocab.nerc.ac.uk/collection/L05/current/151/)
binoculars and terrestrial scopes (http://vocab.nerc.ac.uk/collection/L05/current/393/)
bioluminescence sensors (http://vocab.nerc.ac.uk/collection/L05/current/BLUMS/)
biorectors and chemostats (http://vocab.nerc.ac.uk/collection/L05/current/85/)
bird detection radars (http://vocab.nerc.ac.uk/collection/L05/current/313/)
boomers (http://vocab.nerc.ac.uk/collection/L05/current/BOMR/)
bubble detectors (http://vocab.nerc.ac.uk/collection/L05/current/358/)
cameras (http://vocab.nerc.ac.uk/collection/L05/current/311/)
sediment profile imagers (http://vocab.nerc.ac.uk/collection/L05/current/378/)
cavity enhanced absorption spectrometers (http://vocab.nerc.ac.uk/collection/L05/current/LAB38/)
centrifuges (http://vocab.nerc.ac.uk/collection/L05/current/83/)
chemiluminescence analysers (http://vocab.nerc.ac.uk/collection/L05/current/LAB34/)
chirps (http://vocab.nerc.ac.uk/collection/L05/current/CHRP/)
clock synchronisers (http://vocab.nerc.ac.uk/collection/L05/current/395/)
cloud cover quantifiers (http://vocab.nerc.ac.uk/collection/L05/current/CCOV/)
colonisation substrata (http://vocab.nerc.ac.uk/collection/L05/current/392/)
colorimeters (http://vocab.nerc.ac.uk/collection/L05/current/LAB03/)
continuous air samplers (http://vocab.nerc.ac.uk/collection/L05/current/58/)
continuous water samplers (http://vocab.nerc.ac.uk/collection/L05/current/31/)
controlled-source electromagnetic systems (http://vocab.nerc.ac.uk/collection/L05/current/CSEM/)
current meters (http://vocab.nerc.ac.uk/collection/L05/current/114/)
current profilers (http://vocab.nerc.ac.uk/collection/L05/current/115/)
data loggers (http://vocab.nerc.ac.uk/collection/L05/current/DLOG/)
dead reckoning (http://vocab.nerc.ac.uk/collection/L05/current/POS24/)
discrete air samplers (http://vocab.nerc.ac.uk/collection/L05/current/11/)
discrete water samplers (http://vocab.nerc.ac.uk/collection/L05/current/30/)
dissolved gas sensors (http://vocab.nerc.ac.uk/collection/L05/current/351/)
electromagnetic sensors (http://vocab.nerc.ac.uk/collection/L05/current/EMSR/)
electron microprobes (http://vocab.nerc.ac.uk/collection/L05/current/LAB08/)
electron microscopes (http://vocab.nerc.ac.uk/collection/L05/current/LAB07/)
elemental analysers (http://vocab.nerc.ac.uk/collection/L05/current/LAB01/)
equilibrators (http://vocab.nerc.ac.uk/collection/L05/current/EQUIL/)
expendable CTDs (http://vocab.nerc.ac.uk/collection/L05/current/354/)
flow cytometers (http://vocab.nerc.ac.uk/collection/L05/current/LAB37/)
flow injection analysers (http://vocab.nerc.ac.uk/collection/L05/current/LAB36/)
flow meters (http://vocab.nerc.ac.uk/collection/L05/current/388/)
fluorescence microscopes (http://vocab.nerc.ac.uk/collection/L05/current/LAB06/)
fluorometers (http://vocab.nerc.ac.uk/collection/L05/current/113/)
flushing drills (http://vocab.nerc.ac.uk/collection/L05/current/66/)
fog samplers (http://vocab.nerc.ac.uk/collection/L05/current/12/)
gamma-ray spectrometers (http://vocab.nerc.ac.uk/collection/L05/current/LAB22/)
gas chromatographs (http://vocab.nerc.ac.uk/collection/L05/current/LAB02/)
gel permeation chromatographs (http://vocab.nerc.ac.uk/collection/L05/current/LAB24/)
geothermometers (http://vocab.nerc.ac.uk/collection/L05/current/370/)
gravimeters (http://vocab.nerc.ac.uk/collection/L05/current/158/)
high penetration low resolution explosives (http://vocab.nerc.ac.uk/collection/L05/current/EXLH/)
high performance liquid chromatographs (http://vocab.nerc.ac.uk/collection/L05/current/LAB11/)
high resolution low penetration explosives (http://vocab.nerc.ac.uk/collection/L05/current/EXHL/)
high-speed plankton samplers (http://vocab.nerc.ac.uk/collection/L05/current/67/)
holographic microscopes (http://vocab.nerc.ac.uk/collection/L05/current/LAB51/)
homogenisers (http://vocab.nerc.ac.uk/collection/L05/current/LAB52/)
hydrophones (http://vocab.nerc.ac.uk/collection/L05/current/369/)
ice thickness profilers (http://vocab.nerc.ac.uk/collection/L05/current/ICEP/)
in-situ incubators (http://vocab.nerc.ac.uk/collection/L05/current/82/)
in-situ particle sizers (http://vocab.nerc.ac.uk/collection/L05/current/150/)
inapplicable (http://vocab.nerc.ac.uk/collection/L05/current/182/)
inductively-coupled plasma atomic emission spectroscopes (http://vocab.nerc.ac.uk/collection/L05/current/LAB14/)
inertial navigation systems (http://vocab.nerc.ac.uk/collection/L05/current/POS19/)
inorganic carbon analysers (http://vocab.nerc.ac.uk/collection/L05/current/86/)
inverted echosounders (http://vocab.nerc.ac.uk/collection/L05/current/112/)
ion chromatography analysers (http://vocab.nerc.ac.uk/collection/L05/current/LAB45/)
ion microprobes (http://vocab.nerc.ac.uk/collection/L05/current/LAB09/)
labelling tags (http://vocab.nerc.ac.uk/collection/L05/current/LBTG/)
laboratory autosamplers (http://vocab.nerc.ac.uk/collection/L05/current/LAB33/)
laboratory cameras (http://vocab.nerc.ac.uk/collection/L05/current/LAB41/)
laboratory optical rangefinders (http://vocab.nerc.ac.uk/collection/L05/current/LAB42/)
laser altimeters (http://vocab.nerc.ac.uk/collection/L05/current/310/)
liquid scintillation counters (http://vocab.nerc.ac.uk/collection/L05/current/LAB21/)
lowered current profilers (http://vocab.nerc.ac.uk/collection/L05/current/116/)
magnetic susceptibility systems (http://vocab.nerc.ac.uk/collection/L05/current/LAB31/)
magnetometers (http://vocab.nerc.ac.uk/collection/L05/current/159/)
manual biota samplers (http://vocab.nerc.ac.uk/collection/L05/current/90/)
manual rock samplers (http://vocab.nerc.ac.uk/collection/L05/current/57/)
marine vibroseis (http://vocab.nerc.ac.uk/collection/L05/current/MVBR/)
mass spectrometers (http://vocab.nerc.ac.uk/collection/L05/current/LAB16/)
accelerator mass spectrometers (http://vocab.nerc.ac.uk/collection/L05/current/LAB17/)
gas chromatograph mass spectrometers (http://vocab.nerc.ac.uk/collection/L05/current/LAB19/)
inductively-coupled plasma mass spectrometers (http://vocab.nerc.ac.uk/collection/L05/current/LAB15/)
isotope ratio mass spectrometers (http://vocab.nerc.ac.uk/collection/L05/current/LAB48/)
proton transfer reaction mass spectrometers (http://vocab.nerc.ac.uk/collection/L05/current/LAB46/)
thermal ionisation mass spectrometers (http://vocab.nerc.ac.uk/collection/L05/current/LAB47/)
metal analysers (http://vocab.nerc.ac.uk/collection/L05/current/383/)
meteorological LiDARs (http://vocab.nerc.ac.uk/collection/L05/current/92/)
meteorological packages (http://vocab.nerc.ac.uk/collection/L05/current/102/)
microstructure sensors (http://vocab.nerc.ac.uk/collection/L05/current/184/)
multi-beam echosounders (http://vocab.nerc.ac.uk/collection/L05/current/157/)
multi-channel seismic reflection systems (http://vocab.nerc.ac.uk/collection/L05/current/154/)
1000 Hz top-bandwidth multi-channel seismic reflection systems (http://vocab.nerc.ac.uk/collection/L05/current/364/)
2000 Hz top-bandwidth multi-channel seismic reflection systems (http://vocab.nerc.ac.uk/collection/L05/current/365/)
250 Hz top-bandwidth multi-channel seismic reflection systems (http://vocab.nerc.ac.uk/collection/L05/current/375/)
60 Hz top-bandwidth multi-channel seismic reflection systems (http://vocab.nerc.ac.uk/collection/L05/current/374/)
>2000 Hz top-bandwidth multi-channel seismic reflection systems (http://vocab.nerc.ac.uk/collection/L05/current/366/)
multi-frame imaging sonar (http://vocab.nerc.ac.uk/collection/L05/current/MMIS/)
multinets (http://vocab.nerc.ac.uk/collection/L05/current/68/)
natural source (http://vocab.nerc.ac.uk/collection/L05/current/NATS/)
earthquake (http://vocab.nerc.ac.uk/collection/L05/current/ERTQ/)
neuston nets (http://vocab.nerc.ac.uk/collection/L05/current/69/)
nuclear magnetic resonance spectrometers (http://vocab.nerc.ac.uk/collection/L05/current/LAB18/)
nutrient analysers (http://vocab.nerc.ac.uk/collection/L05/current/181/)
observers (http://vocab.nerc.ac.uk/collection/L05/current/91/)
ocean colour radiometers (http://vocab.nerc.ac.uk/collection/L05/current/304/)
optical backscatter sensors (http://vocab.nerc.ac.uk/collection/L05/current/123/)
optical microscopes (http://vocab.nerc.ac.uk/collection/L05/current/LAB05/)
pH sensors (http://vocab.nerc.ac.uk/collection/L05/current/355/)
parametric sub-bottom profilers (http://vocab.nerc.ac.uk/collection/L05/current/396/)
particulates samplers (http://vocab.nerc.ac.uk/collection/L05/current/32/)
passive fishing gear (http://vocab.nerc.ac.uk/collection/L05/current/63/)
fish aggregating devices (http://vocab.nerc.ac.uk/collection/L05/current/70/)
gill nets (http://vocab.nerc.ac.uk/collection/L05/current/65/)
trap nets (http://vocab.nerc.ac.uk/collection/L05/current/74/)
penetrometers (http://vocab.nerc.ac.uk/collection/L05/current/361/)
piezometers (http://vocab.nerc.ac.uk/collection/L05/current/360/)
plankton categorisers and counters (http://vocab.nerc.ac.uk/collection/L05/current/352/)
plankton nets (http://vocab.nerc.ac.uk/collection/L05/current/22/)
plankton recorders (http://vocab.nerc.ac.uk/collection/L05/current/21/)
plate readers (http://vocab.nerc.ac.uk/collection/L05/current/LAB43/)
platform attitude sensors (http://vocab.nerc.ac.uk/collection/L05/current/385/)
plummets (http://vocab.nerc.ac.uk/collection/L05/current/359/)
precipitation gauges (http://vocab.nerc.ac.uk/collection/L05/current/381/)
precipitation samplers (http://vocab.nerc.ac.uk/collection/L05/current/14/)
profiling sonars (http://vocab.nerc.ac.uk/collection/L05/current/MPIS/)
radar altimeters (http://vocab.nerc.ac.uk/collection/L05/current/186/)
radio tracking systems (http://vocab.nerc.ac.uk/collection/L05/current/POS23/)
radiometers (http://vocab.nerc.ac.uk/collection/L05/current/122/)
radiosondes (http://vocab.nerc.ac.uk/collection/L05/current/103/)
redox potential sensors (http://vocab.nerc.ac.uk/collection/L05/current/356/)
refractometers (http://vocab.nerc.ac.uk/collection/L05/current/LAB44/)
rock corers (http://vocab.nerc.ac.uk/collection/L05/current/53/)
rock dredges (http://vocab.nerc.ac.uk/collection/L05/current/54/)
rulers (http://vocab.nerc.ac.uk/collection/L05/current/LAB29/)
salinity sensor (http://vocab.nerc.ac.uk/collection/L05/current/350/)
salinometers (http://vocab.nerc.ac.uk/collection/L05/current/LAB30/)
sample dividers (http://vocab.nerc.ac.uk/collection/L05/current/397/)
sampling extent markers (http://vocab.nerc.ac.uk/collection/L05/current/59/)
satellite positioning systems (http://vocab.nerc.ac.uk/collection/L05/current/301/)
Argos GPS-localised transmitters (http://vocab.nerc.ac.uk/collection/L05/current/POS16/)
Argos doppler-localised transmitters (http://vocab.nerc.ac.uk/collection/L05/current/POS17/)
Differential Global Positioning System receivers (http://vocab.nerc.ac.uk/collection/L05/current/POS04/)
Global Navigation Satellite System receivers (http://vocab.nerc.ac.uk/collection/L05/current/POS02/)
NAVSTAR Global Positioning System receivers (http://vocab.nerc.ac.uk/collection/L05/current/POS03/)
Navy Navigation Satellite System receivers (http://vocab.nerc.ac.uk/collection/L05/current/POS18/)
satellite tracking system (http://vocab.nerc.ac.uk/collection/L05/current/121/)
scatterometers (http://vocab.nerc.ac.uk/collection/L05/current/305/)
sea level recorders (http://vocab.nerc.ac.uk/collection/L05/current/111/)
sediment dredges (http://vocab.nerc.ac.uk/collection/L05/current/60/)
sediment grabs (http://vocab.nerc.ac.uk/collection/L05/current/50/)
sediment porewater samplers (http://vocab.nerc.ac.uk/collection/L05/current/52/)
sediment settling tubes (http://vocab.nerc.ac.uk/collection/L05/current/55/)
sediment suction samplers (http://vocab.nerc.ac.uk/collection/L05/current/391/)
sediment surface markers (http://vocab.nerc.ac.uk/collection/L05/current/376/)
sediment traps (http://vocab.nerc.ac.uk/collection/L05/current/33/)
seine nets (http://vocab.nerc.ac.uk/collection/L05/current/73/)
seismic refraction systems (http://vocab.nerc.ac.uk/collection/L05/current/155/)
seismometers (http://vocab.nerc.ac.uk/collection/L05/current/368/)
shipboard incubators (http://vocab.nerc.ac.uk/collection/L05/current/81/)
sidescan sonars (http://vocab.nerc.ac.uk/collection/L05/current/152/)
sieves and filters (http://vocab.nerc.ac.uk/collection/L05/current/84/)
single-beam echosounders (http://vocab.nerc.ac.uk/collection/L05/current/156/)
single-bubble airgun (http://vocab.nerc.ac.uk/collection/L05/current/SBAG/)
single-channel seismic reflection systems (http://vocab.nerc.ac.uk/collection/L05/current/153/)
1000 Hz top-bandwidth single-channel seismic reflection systems (http://vocab.nerc.ac.uk/collection/L05/current/363/)
2000 Hz top-bandwidth single-channel seismic reflection systems (http://vocab.nerc.ac.uk/collection/L05/current/372/)
250 Hz top-bandwidth single-channel seismic reflection systems (http://vocab.nerc.ac.uk/collection/L05/current/362/)
60 Hz top-bandwidth single-channel seismic reflection systems (http://vocab.nerc.ac.uk/collection/L05/current/371/)
>2000 Hz top-bandwidth single-channel seismic reflection systems (http://vocab.nerc.ac.uk/collection/L05/current/373/)
snow and ice samplers (http://vocab.nerc.ac.uk/collection/L05/current/56/)
sound velocity sensors (http://vocab.nerc.ac.uk/collection/L05/current/185/)
spectrophotometers (http://vocab.nerc.ac.uk/collection/L05/current/LAB20/)
submarine cables (http://vocab.nerc.ac.uk/collection/L05/current/380/)
surface current radars (http://vocab.nerc.ac.uk/collection/L05/current/303/)
synthetic aperture radars (http://vocab.nerc.ac.uk/collection/L05/current/306/)
telecommunication systems (http://vocab.nerc.ac.uk/collection/L05/current/398/)
terrestrial radiometers (http://vocab.nerc.ac.uk/collection/L05/current/309/)
thermal conductivimeters (http://vocab.nerc.ac.uk/collection/L05/current/LAB28/)
thermal cyclers (http://vocab.nerc.ac.uk/collection/L05/current/LAB50/)
thermistor chains (http://vocab.nerc.ac.uk/collection/L05/current/135/)
thermosalinographs (http://vocab.nerc.ac.uk/collection/L05/current/133/)
thin film metal samplers (http://vocab.nerc.ac.uk/collection/L05/current/TFSAMP/)
titrators (http://vocab.nerc.ac.uk/collection/L05/current/LAB12/)
tracking tags (http://vocab.nerc.ac.uk/collection/L05/current/TRTG/)
transmissometers (http://vocab.nerc.ac.uk/collection/L05/current/124/)
unconsolidated sediment corers (http://vocab.nerc.ac.uk/collection/L05/current/51/)
underwater cameras (http://vocab.nerc.ac.uk/collection/L05/current/180/)
sediment profile imagers (http://vocab.nerc.ac.uk/collection/L05/current/378/)
unknown (http://vocab.nerc.ac.uk/collection/L05/current/999/)
voltammetry analysers (http://vocab.nerc.ac.uk/collection/L05/current/LAB35/)
water body temperature sensor (http://vocab.nerc.ac.uk/collection/L05/current/302/)
water level markers (http://vocab.nerc.ac.uk/collection/L05/current/377/)
water pressure sensors (http://vocab.nerc.ac.uk/collection/L05/current/WPS/)
water temperature sensor (http://vocab.nerc.ac.uk/collection/L05/current/134/)
watergun (http://vocab.nerc.ac.uk/collection/L05/current/SNWG/)
wave recorders (http://vocab.nerc.ac.uk/collection/L05/current/110/)

## L22
1-metre ring net (http://vocab.nerc.ac.uk/collection/L22/current/TOOL0988/)
10x Genomics chromium controller single cell analyser (http://vocab.nerc.ac.uk/collection/L22/current/TOOL2022/)
4-Deep Inwater Imaging HoloSea S7 submersible holographic microscope (http://vocab.nerc.ac.uk/collection/L22/current/TOOL1649/)
4H JENA engineering CONTROS HydroC CO2 pCO2 sensor (http://vocab.nerc.ac.uk/collection/L22/current/TOOL2101/)
4H JENA engineering CONTROS HydroFIA TA total alkalinity analyser (http://vocab.nerc.ac.uk/collection/L22/current/TOOL2108/)
AERONET SeaWIFS SeaPRISM radiometer (http://vocab.nerc.ac.uk/collection/L22/current/TOOL1120/)
AML Oceanographic AML-1 RT sonde (http://vocab.nerc.ac.uk/collection/L22/current/TOOL1646/)
AML Oceanographic AML-3 RT sonde (http://vocab.nerc.ac.uk/collection/L22/current/TOOL2121/)
AML Oceanographic AML-6 LGR (http://vocab.nerc.ac.uk/collection/L22/current/TOOL1599/)
AML Oceanographic AML-6 RT (http://vocab.nerc.ac.uk/collection/L22/current/TOOL1600/)
AML Oceanographic C-Xchange conductivity sensor (http://vocab.nerc.ac.uk/collection/L22/current/TOOL1522/)
AML Oceanographic Micro SV sound velocity probe (http://vocab.nerc.ac.uk/collection/L22/current/TOOL0821/)
AML Oceanographic Minos X CTD (http://vocab.nerc.ac.uk/collection/L22/current/TOOL1422/)
AML Oceanographic P-Xchange pressure sensor series (http://vocab.nerc.ac.uk/collection/L22/current/TOOL1612/)
AML Oceanographic SV 2000 Smart Sensor sound velocity probe (http://vocab.nerc.ac.uk/collection/L22/current/TOOL0822/)
AML Oceanographic SV-Xchange sound velocity sensor (http://vocab.nerc.ac.uk/collection/L22/current/TOOL1701/)
AML Oceanographic Smart SV and P sound velocity probe (http://vocab.nerc.ac.uk/collection/L22/current/TOOL0830/)
AML Oceanographic Smart SV and T sound velocity probe (http://vocab.nerc.ac.uk/collection/L22/current/TOOL0823/)
AML Oceanographic Smart X multi-parameter hydrographic sensor (http://vocab.nerc.ac.uk/collection/L22/current/TOOL1331/)
AML Oceanographic T-Xchange temperature sensor (http://vocab.nerc.ac.uk/collection/L22/current/TOOL1702/)
AML Oceanographic X Metrec multiparameter CTD (http://vocab.nerc.ac.uk/collection/L22/current/TOOL1318/)
AML Oceanographic X Series Plus X data logger (http://vocab.nerc.ac.uk/collection/L22/current/TOOL1410/)
AMT Analysenmesstechnik MoS oxygen sensor (http://vocab.nerc.ac.uk/collection/L22/current/TOOL1509/)
ARIES pup net (http://vocab.nerc.ac.uk/collection/L22/current/TOOL0986/)
ASL AZFP Acoustic Zooplankton Fish Profiler (http://vocab.nerc.ac.uk/collection/L22/current/TOOL1151/)
ASL Environmental Sciences IPS4 Ice Profiler Sonar (http://vocab.nerc.ac.uk/collection/L22/current/TOOL0292/)
ASL Environmental Sciences Shallow Water Ice Profiler (http://vocab.nerc.ac.uk/collection/L22/current/TOOL1250/)
ASL Environmental Sciences Zooplankton Acoustic Profiler (ZAP) 200 kHz {Water Column Profiler (WCP)} echosounder (http://vocab.nerc.ac.uk/collection/L22/current/TOOL1420/)
Aanderaa 2740 wind speed sensor (http://vocab.nerc.ac.uk/collection/L22/current/TOOL1777/)
Aanderaa 2770 solar radiation sensor (http://vocab.nerc.ac.uk/collection/L22/current/TOOL1767/)
Aanderaa 2810 air pressure sensor (http://vocab.nerc.ac.uk/collection/L22/current/TOOL1779/)
Aanderaa 3010 sensor scanning unit (http://vocab.nerc.ac.uk/collection/L22/current/TOOL1775/)
Aanderaa 3455 air temperature sensor (http://vocab.nerc.ac.uk/collection/L22/current/TOOL1776/)
Aanderaa 3590 wind direction sensor (http://vocab.nerc.ac.uk/collection/L22/current/TOOL1778/)
Aanderaa 3830 oxygen optode (http://vocab.nerc.ac.uk/collection/L22/current/TOOL0836/)
Aanderaa 3835 oxygen optode (http://vocab.nerc.ac.uk/collection/L22/current/TOOL0103/)
Aanderaa 3930 oxygen optode (http://vocab.nerc.ac.uk/collection/L22/current/TOOL1421/)
Aanderaa 3975 oxygen optode (http://vocab.nerc.ac.uk/collection/L22/current/TOOL0369/)
Aanderaa 4130 oxygen optode (http://vocab.nerc.ac.uk/collection/L22/current/TOOL0102/)
Aanderaa 4175 oxygen optode (http://vocab.nerc.ac.uk/collection/L22/current/TOOL0101/)
Aanderaa 4330 and 4330F oxygen optode (http://vocab.nerc.ac.uk/collection/L22/current/TOOL0826/)
Aanderaa 4330 oxygen optode (http://vocab.nerc.ac.uk/collection/L22/current/TOOL1247/)
Aanderaa 4330F oxygen optode (http://vocab.nerc.ac.uk/collection/L22/current/TOOL1248/)
Aanderaa 4531 oxygen optode (http://vocab.nerc.ac.uk/collection/L22/current/TOOL0969/)
Aanderaa 4797 pCO2 optode prototype (http://vocab.nerc.ac.uk/collection/L22/current/TOOL2163/)
Aanderaa 4831 oxygen optode (http://vocab.nerc.ac.uk/collection/L22/current/TOOL1239/)
Aanderaa 4831F oxygen optode (http://vocab.nerc.ac.uk/collection/L22/current/TOOL1240/)
Aanderaa 4835 oxygen optode (http://vocab.nerc.ac.uk/collection/L22/current/TOOL2179/)
Aanderaa CTR7 thermistor conductivity chain (http://vocab.nerc.ac.uk/collection/L22/current/TOOL0590/)
Aanderaa Doppler current sensor 4100 (http://vocab.nerc.ac.uk/collection/L22/current/TOOL0171/)
Aanderaa Pressure Sensor 4117/4117R (http://vocab.nerc.ac.uk/collection/L22/current/TOOL1207/)
Aanderaa RCM 11 Recording Current Meter (http://vocab.nerc.ac.uk/collection/L22/current/TOOL0026/)
Aanderaa RCM 4/5 Recording Current Meter (http://vocab.nerc.ac.uk/collection/L22/current/TOOL0211/)
Aanderaa RCM 4/5 temperature and salinity recorders (http://vocab.nerc.ac.uk/collection/L22/current/TOOL0212/)
Aanderaa RCM 7/8 Recording Current Meter (http://vocab.nerc.ac.uk/collection/L22/current/TOOL0121/)
Aanderaa RCM 9 IW Recording Current Meter (http://vocab.nerc.ac.uk/collection/L22/current/TOOL0028/)
Aanderaa RCM 9 LW Recording Current Meter (http://vocab.nerc.ac.uk/collection/L22/current/TOOL0027/)
Aanderaa RCM 9/11 Recording Current Meter (http://vocab.nerc.ac.uk/collection/L22/current/TOOL0029/)
Aanderaa RDCP 600 Recording Doppler Current Profiler (http://vocab.nerc.ac.uk/collection/L22/current/TOOL0166/)
Aanderaa Seaguard Recording Current Meter (http://vocab.nerc.ac.uk/collection/L22/current/TOOL0306/)
Aanderaa WLR 5 Water Level Recorder (http://vocab.nerc.ac.uk/collection/L22/current/TOOL0629/)
Aanderaa WLR 7 Water Level Recorder (http://vocab.nerc.ac.uk/collection/L22/current/TOOL0031/)
Aanderaa WLR 8 Water Level Recorder (http://vocab.nerc.ac.uk/collection/L22/current/TOOL0030/)
Aanderaa conductivity sensor 3919A (http://vocab.nerc.ac.uk/collection/L22/current/TOOL0498/)
Aanderaa conductivity sensor 3919B (http://vocab.nerc.ac.uk/collection/L22/current/TOOL0499/)
Aanderaa conductivity sensor 4319A (http://vocab.nerc.ac.uk/collection/L22/current/TOOL0626/)
Aanderaa conductivity sensor 4319B (http://vocab.nerc.ac.uk/collection/L22/current/TOOL0627/)
Aanderaa optode (http://vocab.nerc.ac.uk/collection/L22/current/TOOL0805/)
Aanderaa pressure recorder (http://vocab.nerc.ac.uk/collection/L22/current/TOOL0804/)
Aanderaa temperature sensor 4050 (http://vocab.nerc.ac.uk/collection/L22/current/TOOL0712/)
Aanderaa temperature sensor 4060 (http://vocab.nerc.ac.uk/collection/L22/current/TOOL0711/)
Aanderaa thermistor chain (http://vocab.nerc.ac.uk/collection/L22/current/TOOL0589/)
Active Microwave Instrument (http://vocab.nerc.ac.uk/collection/L22/current/TOOL1064/)
Adriatic plankton sampler - Krsinic (1990) (http://vocab.nerc.ac.uk/collection/L22/current/NETT0001/)
Advanced Along-Track Scanning Radiometer (http://vocab.nerc.ac.uk/collection/L22/current/TOOL1061/)
Advanced Microwave Scanning Radiometer for Earth Observation from Space (AMSR-E) (http://vocab.nerc.ac.uk/collection/L22/current/TOOL1066/)
Advanced Microwave Scanning Radiometer-2 (http://vocab.nerc.ac.uk/collection/L22/current/TOOL1065/)
Advanced Microwave Sounding Unit - A (http://vocab.nerc.ac.uk/collection/L22/current/TOOL1067/)
Advanced Microwave Sounding Unit - B (http://vocab.nerc.ac.uk/collection/L22/current/TOOL1068/)
Advanced SCATterometer (http://vocab.nerc.ac.uk/collection/L22/current/TOOL1070/)
Advanced Spaceborne Thermal Emission and Reflection Radiometer (http://vocab.nerc.ac.uk/collection/L22/current/TOOL1071/)
Advanced Synthetic Aperture Radar (http://vocab.nerc.ac.uk/collection/L22/current/TOOL1069/)
Advanced Very High Resolution Radiometer - 1 (http://vocab.nerc.ac.uk/collection/L22/current/TOOL1074/)
Advanced Very High Resolution Radiometer - 2 (http://vocab.nerc.ac.uk/collection/L22/current/TOOL1075/)
Advanced Very High Resolution Radiometer - 3 (http://vocab.nerc.ac.uk/collection/L22/current/TOOL1076/)
Aerodyne High Resolution Time-of-Flight Aerosol Mass Spectrometer (http://vocab.nerc.ac.uk/collection/L22/current/TOOL0297/)
Agassiz 3.5m trawl sampler (http://vocab.nerc.ac.uk/collection/L22/current/TOOL0991/)
Agilent 1200 Series Rapid Resolution Liquid Chromatography (RRLC) system (http://vocab.nerc.ac.uk/collection/L22/current/TOOL1335/)
Agilent 4890D gas chromatograph (http://vocab.nerc.ac.uk/collection/L22/current/TOOL0976/)
Agilent 5110 inductively coupled plasma-optical emission mass spectrometer (http://vocab.nerc.ac.uk/collection/L22/current/TOOL2157/)
Agilent 5973Network Mass Selective Detector (http://vocab.nerc.ac.uk/collection/L22/current/TOOL1118/)
Agilent 5975C Series Gas Chromatograph/Mass Selective Detector System (http://vocab.nerc.ac.uk/collection/L22/current/TOOL1149/)
Agilent 6850 networked gas chromatograph (http://vocab.nerc.ac.uk/collection/L22/current/TOOL0569/)
Agilent 6890 networked gas chromatograph (http://vocab.nerc.ac.uk/collection/L22/current/TOOL0649/)
Agilent 7500ce inductively coupled plasma mass spectrometer (http://vocab.nerc.ac.uk/collection/L22/current/TOOL0464/)
Agilent 7500cx inductively coupled plasma mass spectrometer (http://vocab.nerc.ac.uk/collection/L22/current/TOOL0463/)
Agilent 7700x inductively coupled plasma mass spectrometer (http://vocab.nerc.ac.uk/collection/L22/current/TOOL2184/)
Agilent 7900 inductively coupled plasma mass spectrometer (http://vocab.nerc.ac.uk/collection/L22/current/TOOL2169/)
Agilent 8453 UV-visible spectrophotometer (http://vocab.nerc.ac.uk/collection/L22/current/TOOL1336/)
Agilent Cary Eclipse fluorescence spectrophotometer (http://vocab.nerc.ac.uk/collection/L22/current/TOOL1222/)
Agilent Integrated Autosampler I-AS (http://vocab.nerc.ac.uk/collection/L22/current/TOOL0478/)
Agilent/HP 5972A Mass Selective Detector (http://vocab.nerc.ac.uk/collection/L22/current/TOOL1134/)
Airmar CS4500 (ultrasonic) water speed sensor (http://vocab.nerc.ac.uk/collection/L22/current/TOOL1225/)
Airmar PB100 Ultrasonic WeatherStation (http://vocab.nerc.ac.uk/collection/L22/current/TOOL2128/)
Airmar Ultrasonic WeatherStation 100WX (http://vocab.nerc.ac.uk/collection/L22/current/TOOL1029/)
Airmar Ultrasonic WeatherStation 110WX (http://vocab.nerc.ac.uk/collection/L22/current/TOOL1030/)
Airmar Ultrasonic WeatherStation 150WX (http://vocab.nerc.ac.uk/collection/L22/current/TOOL1031/)
Airmar Ultrasonic WeatherStation 200WX (http://vocab.nerc.ac.uk/collection/L22/current/TOOL1032/)
Airmar Ultrasonic WeatherStation PB200 weather station (http://vocab.nerc.ac.uk/collection/L22/current/TOOL1224/)
Airmar Ultrasonic WeatherStation WX series (http://vocab.nerc.ac.uk/collection/L22/current/TOOL1028/)
Alec Electronics MDS-MkV/L light intensity recorder (http://vocab.nerc.ac.uk/collection/L22/current/TOOL0918/)
Allied Vision Technologies Prosilica GC1290C camera (http://vocab.nerc.ac.uk/collection/L22/current/TOOL1889/)
Along Track Scanning Radiometer - 1 (http://vocab.nerc.ac.uk/collection/L22/current/TOOL1072/)
Along Track Scanning Radiometer - 2 (http://vocab.nerc.ac.uk/collection/L22/current/TOOL1073/)
Alpkem RFA-300 colorimetric autoanalyser (http://vocab.nerc.ac.uk/collection/L22/current/TOOL0414/)
Alpkem RFA/2 colorimetric autoanalyser (http://vocab.nerc.ac.uk/collection/L22/current/TOOL0244/)
Amersham Imager 600 series (http://vocab.nerc.ac.uk/collection/L22/current/TOOL2058/)
Analog Devices AD590 Temperature Transducer (http://vocab.nerc.ac.uk/collection/L22/current/TOOL0707/)
Analogue tide gauge (http://vocab.nerc.ac.uk/collection/L22/current/TOOL0335/)
Analytical Sciences Thermalox TOC and TNb (thermal oxidation) elemental analyser series (http://vocab.nerc.ac.uk/collection/L22/current/TOOL1427/)
Anton Paar PSA particle size analyser series (http://vocab.nerc.ac.uk/collection/L22/current/TOOL1573/)
Apogee CS300 pyranometer (http://vocab.nerc.ac.uk/collection/L22/current/TOOL0224/)
Apollo SciTech AS-ALK2 total alkalinity titrator (http://vocab.nerc.ac.uk/collection/L22/current/TOOL1014/)
Apollo SciTech AS-C3 Dissolved Inorganic Carbon (DIC) analyser (http://vocab.nerc.ac.uk/collection/L22/current/TOOL1017/)
Apollo SciTech AS-C6L Dissolved Inorganic Carbon (DIC) analyser (http://vocab.nerc.ac.uk/collection/L22/current/TOOL2033/)
Apollo SciTech AS-D1 Dissolved Inorganic Carbon (DIC) and delta13C preparation system and analyser (http://vocab.nerc.ac.uk/collection/L22/current/TOOL1906/)
Apollo SciTech AS-P3 combined pCO2 analyser and underway system (http://vocab.nerc.ac.uk/collection/L22/current/TOOL1674/)
Applied Acoustics DTS-500 deep tow sparker system (http://vocab.nerc.ac.uk/collection/L22/current/TOOL1754/)
Applied Acoustics Dura-Spark 410 Sparker System (http://vocab.nerc.ac.uk/collection/L22/current/TOOL1709/)
Applied Acoustics Duraspark 400 sparker system (http://vocab.nerc.ac.uk/collection/L22/current/TOOL1756/)
Applied Acoustics Squid 2000 sparker system (http://vocab.nerc.ac.uk/collection/L22/current/TOOL1755/)
Applied Biosystems ABI PRISM 7000 Sequence Detection System (http://vocab.nerc.ac.uk/collection/L22/current/TOOL1411/)
Applied Microsystems CTD-12 (http://vocab.nerc.ac.uk/collection/L22/current/TOOL0041/)
Applied Microsystems CTD-12 plus (http://vocab.nerc.ac.uk/collection/L22/current/TOOL0433/)
Applied Microsystems Ltd SV Plus probe (http://vocab.nerc.ac.uk/collection/L22/current/TOOL0868/)
Applied Microsystems Micro CTD (http://vocab.nerc.ac.uk/collection/L22/current/TOOL0434/)
Applied Microsystems Sound Velocity Profiler model 16 (http://vocab.nerc.ac.uk/collection/L22/current/TOOL0447/)
Applied Microsystems conductivity and temperature array (http://vocab.nerc.ac.uk/collection/L22/current/TOOL0152/)
Applied Physics Systems Model 1540 magnetometer (http://vocab.nerc.ac.uk/collection/L22/current/TOOL1818/)
Apstein net as described by Apstein (1896); Dakin (1908) (http://vocab.nerc.ac.uk/collection/L22/current/NETT0003/)
Apstein-style ring net (http://vocab.nerc.ac.uk/collection/L22/current/TOOL0978/)
Aquatec AQUAlogger 210TY turbidity sensor series (http://vocab.nerc.ac.uk/collection/L22/current/TOOL1302/)
Aquatec AQUAlogger 520P mini pressure logger (http://vocab.nerc.ac.uk/collection/L22/current/TOOL0686/)
Aquatec AQUAlogger 520PT mini temperature and pressure logger (http://vocab.nerc.ac.uk/collection/L22/current/TOOL0685/)
Aquatec AQUAlogger 520T mini temperature logger (http://vocab.nerc.ac.uk/collection/L22/current/TOOL0684/)
Aquatec AQUAscat 1000R (automated) acoustic suspended sediment profiler (http://vocab.nerc.ac.uk/collection/L22/current/TOOL1357/)
Aquatic BioTechnology simple plankton net with 100 um mesh size, 40 cm diameter mouth opening, CP3-110 collector (http://vocab.nerc.ac.uk/collection/L22/current/NETT0210/)
Aquatic BioTechnology simple plankton net with 200 um mesh size, 40 cm diameter mouth opening, CP3-110 collector (http://vocab.nerc.ac.uk/collection/L22/current/NETT0209/)
Ashtech 3DF Global Positioning System receiver (http://vocab.nerc.ac.uk/collection/L22/current/TOOL0862/)
Ashtech ADU2 Global Positioning System receiver (http://vocab.nerc.ac.uk/collection/L22/current/TOOL0390/)
Ashtech ADU5 Global Positioning System receiver (http://vocab.nerc.ac.uk/collection/L22/current/TOOL0389/)
Ashtech ADU800 gyrocompass (http://vocab.nerc.ac.uk/collection/L22/current/TOOL1524/)
Ashtech G12 Global Positioning System receiver (http://vocab.nerc.ac.uk/collection/L22/current/TOOL0524/)
Ashtech GG24 Global Positioning System and Global Navigation Satellite System receiver (http://vocab.nerc.ac.uk/collection/L22/current/TOOL0388/)
Astoria Pacific micro-segmented flow analyser (http://vocab.nerc.ac.uk/collection/L22/current/TOOL0415/)
Atelier VIX plastic Forel-Ule colour comparator (http://vocab.nerc.ac.uk/collection/L22/current/TOOL0782/)
Atlantic Oceanographic and Meteorological Laboratory automated oxygen titrator (http://vocab.nerc.ac.uk/collection/L22/current/TOOL0974/)
Atlas Deso 20 Single-beam echosounder (http://vocab.nerc.ac.uk/collection/L22/current/TOOL1876/)
Atlas Hydrographic Hydrosweep DS multibeam echo sounder (http://vocab.nerc.ac.uk/collection/L22/current/TOOL0911/)
Atlas Hydrographic Hydrosweep DS 2 multibeam echo sounder (http://vocab.nerc.ac.uk/collection/L22/current/TOOL0910/)
Atlas Hydrographic Hydrosweep DS 3 multibeam echo sounder (http://vocab.nerc.ac.uk/collection/L22/current/TOOL0909/)
Atmospheric Chemistry Experiment - Fourier Transform Spectrometer (http://vocab.nerc.ac.uk/collection/L22/current/TOOL1062/)
Atmospheric Infrared Sounder (http://vocab.nerc.ac.uk/collection/L22/current/TOOL1063/)
Atmospheric thermometer (http://vocab.nerc.ac.uk/collection/L22/current/TOOL0283/)
AutoFlux Logging System (http://vocab.nerc.ac.uk/collection/L22/current/TOOL1193/)
Autolab bench salinometer (http://vocab.nerc.ac.uk/collection/L22/current/TOOL0240/)
Automated Coulometer (Robinson and Williams, 1992) (http://vocab.nerc.ac.uk/collection/L22/current/TOOL0635/)
Automatic high-speed plankton sampler - Williamson (1962, 1963) (http://vocab.nerc.ac.uk/collection/L22/current/NETT0005/)
Autosampling and Recording Instrumental Environmental Sampler - Dunn et al. (1993) (http://vocab.nerc.ac.uk/collection/L22/current/NETT0004/)
Autosampling and Recording Instrumental Environmental Sampler rosette water bottle (http://vocab.nerc.ac.uk/collection/L22/current/TOOL0501/)
Avantes AvaSpec 3648 Fibre Optic Spectrometer (http://vocab.nerc.ac.uk/collection/L22/current/TOOL1804/)
Axis Communications 214 (PTZ) network camera (http://vocab.nerc.ac.uk/collection/L22/current/TOOL1890/)
Axis Communications M1054 network camera (http://vocab.nerc.ac.uk/collection/L22/current/TOOL2088/)
Axis Communications M3068-P (mini dome) network camera (http://vocab.nerc.ac.uk/collection/L22/current/TOOL1891/)
Axis Communications M5014 (PTZ mini dome) network camera (http://vocab.nerc.ac.uk/collection/L22/current/TOOL1892/)
Axis Communications P1346 network camera (http://vocab.nerc.ac.uk/collection/L22/current/TOOL1927/)
Axis Communications P1347 network camera (http://vocab.nerc.ac.uk/collection/L22/current/TOOL1928/)
Axis Communications P1355 network camera (http://vocab.nerc.ac.uk/collection/L22/current/TOOL1929/)
Axis Communications P1364 network camera (http://vocab.nerc.ac.uk/collection/L22/current/TOOL1930/)
Axis Communications P1375 network camera (http://vocab.nerc.ac.uk/collection/L22/current/TOOL1939/)
Axis Communications Q1755 network camera (http://vocab.nerc.ac.uk/collection/L22/current/TOOL1940/)
Axis Communications Q6034 (PTZ dome) network camera (http://vocab.nerc.ac.uk/collection/L22/current/TOOL1941/)
Axis Communications Q6035 (PTZ dome) network camera (http://vocab.nerc.ac.uk/collection/L22/current/TOOL1942/)
Axis Communications Q6044 (PTZ dome) network camera (http://vocab.nerc.ac.uk/collection/L22/current/TOOL1955/)
Axis Communications Q6045 (PTZ dome) network camera (http://vocab.nerc.ac.uk/collection/L22/current/TOOL1956/)
Axis Communications Q6074-E (PTZ dome) network camera (http://vocab.nerc.ac.uk/collection/L22/current/TOOL1957/)
Axys Technologies Watchman500 data logger (http://vocab.nerc.ac.uk/collection/L22/current/TOOL1301/)
BAS MUDL Bongo net (http://vocab.nerc.ac.uk/collection/L22/current/TOOL1181/)
BD Biosciences Accuri C6 Plus flow cytometer (http://vocab.nerc.ac.uk/collection/L22/current/TOOL1114/)
BD Biosciences Accuri C6 flow cytometer (http://vocab.nerc.ac.uk/collection/L22/current/TOOL2134/)
BD Biosciences FACSAria II Flow Cytometer (http://vocab.nerc.ac.uk/collection/L22/current/TOOL0519/)
BD Biosciences FACSCalibur Flow Cytometry System (http://vocab.nerc.ac.uk/collection/L22/current/TOOL1210/)
BD Biosciences Influx Cell Sorter (http://vocab.nerc.ac.uk/collection/L22/current/TOOL1132/)
BGS Waverley Sonar 3000 side scan sonar (http://vocab.nerc.ac.uk/collection/L22/current/TOOL0853/)
BIOMAPER-II - Wiebe et al (1999, 2002) (http://vocab.nerc.ac.uk/collection/L22/current/NETT0007/)
BIONESS 1m - Sameoto, Jaroszynski and Fraser (1979, 1980) (http://vocab.nerc.ac.uk/collection/L22/current/NETT0008/)
BIOPROBE benthic lander (http://vocab.nerc.ac.uk/collection/L22/current/TOOL0564/)
BX-650 box corer (http://vocab.nerc.ac.uk/collection/L22/current/TOOL1204/)
Bangor Ocean Colour Sensor (http://vocab.nerc.ac.uk/collection/L22/current/TOOL0597/)
Barnett-Watson multiple corer (http://vocab.nerc.ac.uk/collection/L22/current/TOOL0784/)
Barometer (http://vocab.nerc.ac.uk/collection/L22/current/TOOL0281/)
Barringer M123 Marine Proton magnetometer (http://vocab.nerc.ac.uk/collection/L22/current/TOOL0956/)
Bartington Magnetic Susceptibility MS2E point sensor (http://vocab.nerc.ac.uk/collection/L22/current/TOOL0656/)
Bary Catcher high-speed plankton sampler - Bary et al. (1958) (http://vocab.nerc.ac.uk/collection/L22/current/NETT0017/)
Battele Seaology pCO2 monitoring system (http://vocab.nerc.ac.uk/collection/L22/current/TOOL0878/)
Baumer OADM 20I4560/S14C laser distance sensor (http://vocab.nerc.ac.uk/collection/L22/current/TOOL0658/)
Beckman Coulter LS 6000 Series Scintillation System (http://vocab.nerc.ac.uk/collection/L22/current/TOOL0632/)
Beckman Coulter LS13 320 XR particle size analyser (http://vocab.nerc.ac.uk/collection/L22/current/TOOL1570/)
Beckman Coulter LS13 320 particle size analyser (http://vocab.nerc.ac.uk/collection/L22/current/TOOL1569/)
Becton Dickinson FACScan flow cytometer (http://vocab.nerc.ac.uk/collection/L22/current/TOOL1782/)
Becton Dickinson FACSort Flow Cytometer (http://vocab.nerc.ac.uk/collection/L22/current/TOOL0521/)
Bell Aerospace BGM 3 marine gravimeter (http://vocab.nerc.ac.uk/collection/L22/current/TOOL2063/)
BellaMare LLC and University of Miami RSMAS In Situ Ichthyoplankton Imaging System {ISIIS} - Cowen and Guigand (2008) (http://vocab.nerc.ac.uk/collection/L22/current/TOOL1561/)
Benthos 2216 Deep Sea pinger (http://vocab.nerc.ac.uk/collection/L22/current/TOOL0790/)
Benthos PSA-916T Sonar Altimeter (http://vocab.nerc.ac.uk/collection/L22/current/TOOL0134/)
Bettersize Instruments Bettersizer S3 Plus particle size analyser (http://vocab.nerc.ac.uk/collection/L22/current/TOOL2049/)
Bio-Rad CFX96 Touch real-time polymerase chain reaction (PCR) detection system (http://vocab.nerc.ac.uk/collection/L22/current/TOOL2178/)
BioSonics DT-X digital echosounder (http://vocab.nerc.ac.uk/collection/L22/current/TOOL1408/)
Biospherical Instruments C-OPS spectroradiometer system (http://vocab.nerc.ac.uk/collection/L22/current/TOOL1116/)
Biospherical Instruments GUV-2511 Ground Based UV/PAR radiometer (http://vocab.nerc.ac.uk/collection/L22/current/TOOL1548/)
Biospherical Instruments MER-2040A profiling spectroradiometer (http://vocab.nerc.ac.uk/collection/L22/current/TOOL0440/)
Biospherical Instruments PAR sensor (unspecified model) (http://vocab.nerc.ac.uk/collection/L22/current/TOOL1254/)
Biospherical Instruments PRR-600 profiling reflectance radiometer (http://vocab.nerc.ac.uk/collection/L22/current/TOOL0443/)
Biospherical Instruments QCD-905L underwater PAR sensor (http://vocab.nerc.ac.uk/collection/L22/current/TOOL0286/)
Biospherical Instruments QCP-2150 underwater PAR sensor (http://vocab.nerc.ac.uk/collection/L22/current/TOOL1737/)
Biospherical Instruments QCP-2200 underwater PAR sensor (http://vocab.nerc.ac.uk/collection/L22/current/TOOL1189/)
Biospherical Instruments QCP-2300 underwater PAR sensor (http://vocab.nerc.ac.uk/collection/L22/current/TOOL0288/)
Biospherical Instruments QCP-2300-HP underwater PAR sensor (http://vocab.nerc.ac.uk/collection/L22/current/TOOL2116/)
Biospherical Instruments QCP-2350 underwater PAR sensor (http://vocab.nerc.ac.uk/collection/L22/current/TOOL1186/)
Biospherical Instruments QCP-2350-HP underwater PAR sensor (http://vocab.nerc.ac.uk/collection/L22/current/TOOL1187/)
Biospherical Instruments QCR-2150 surface PAR sensor (http://vocab.nerc.ac.uk/collection/L22/current/TOOL1671/)
Biospherical Instruments QSP-200L underwater PAR (http://vocab.nerc.ac.uk/collection/L22/current/TOOL0070/)
Biospherical Instruments QSP-2150 underwater PAR sensor (http://vocab.nerc.ac.uk/collection/L22/current/TOOL1305/)
Biospherical Instruments QSP-2155 underwater PAR sensor (http://vocab.nerc.ac.uk/collection/L22/current/TOOL1368/)
Biospherical Instruments QSP-2350 underwater PAR sensor (http://vocab.nerc.ac.uk/collection/L22/current/TOOL1277/)
Biospherical Instruments QSR 2150 surface reference radiometer (http://vocab.nerc.ac.uk/collection/L22/current/TOOL1723/)
Biospherical Instruments QSR 2200 surface reference radiometer (http://vocab.nerc.ac.uk/collection/L22/current/TOOL2017/)
Biospherical Instruments QSR-2000 series quantum scalar reference sensors (http://vocab.nerc.ac.uk/collection/L22/current/TOOL0811/)
Biospherical Instruments QSR-240 surface PAR (http://vocab.nerc.ac.uk/collection/L22/current/TOOL0071/)
Biospherical Instruments profiling natural fluorometer (http://vocab.nerc.ac.uk/collection/L22/current/TOOL1692/)
Biotrack MK3 geolocator tags (http://vocab.nerc.ac.uk/collection/L22/current/TOOL0929/)
Biral HSS VPF-730 Visibility and Present Weather Sensor (http://vocab.nerc.ac.uk/collection/L22/current/TOOL0609/)
Biral SWS-100 visibility sensor (http://vocab.nerc.ac.uk/collection/L22/current/TOOL1832/)
Biral SWS-200 visibility and present weather sensor (http://vocab.nerc.ac.uk/collection/L22/current/TOOL1919/)
Bissett-Bermann 9006 STD system (http://vocab.nerc.ac.uk/collection/L22/current/TOOL0006/)
Bissett-Bermann 9040 CTD system (http://vocab.nerc.ac.uk/collection/L22/current/TOOL0005/)
Blue Robotics Ping sonar altimeter and echosounder (http://vocab.nerc.ac.uk/collection/L22/current/TOOL1543/)
Blue Robotics high definition video camera (http://vocab.nerc.ac.uk/collection/L22/current/TOOL1544/)
Bolt Associates Inc PAR air gun (http://vocab.nerc.ac.uk/collection/L22/current/TOOL0358/)
Bolt Technology Corporation 1500-LL air gun (http://vocab.nerc.ac.uk/collection/L22/current/TOOL0357/)
Bolt Technology Corporation 1900-LLXT air gun (http://vocab.nerc.ac.uk/collection/L22/current/TOOL0356/)
Bolt Technology Corporation 2800-LLX air gun (http://vocab.nerc.ac.uk/collection/L22/current/TOOL0355/)
Bolt Technology Corporation Long-Life air gun (http://vocab.nerc.ac.uk/collection/L22/current/TOOL0353/)
Bongo net (http://vocab.nerc.ac.uk/collection/L22/current/NETT0176/)
Bongo-style vertical closing net - Brown (1975) (http://vocab.nerc.ac.uk/collection/L22/current/NETT0009/)
Booby-II neuston net - Bieri and Newbury (1966) (http://vocab.nerc.ac.uk/collection/L22/current/NETT0012/)
Bottom plankton sampler - Macer (1867) (http://vocab.nerc.ac.uk/collection/L22/current/NETT0014/)
Bottom plankton sampler - Omori (1969) (http://vocab.nerc.ac.uk/collection/L22/current/NETT0013/)
Bottom skimmer - Frolander and Pratt (1962) (http://vocab.nerc.ac.uk/collection/L22/current/NETT0015/)
Bowers and Connelly Mega Corer (http://vocab.nerc.ac.uk/collection/L22/current/TOOL0472/)
Bowtech Aqua Vision L3C-550 colour camera (http://vocab.nerc.ac.uk/collection/L22/current/TOOL1269/)
Braincon unknown model current meter (http://vocab.nerc.ac.uk/collection/L22/current/TOOL1539/)
Brinno TLC200 time-lapse camera (http://vocab.nerc.ac.uk/collection/L22/current/TOOL1229/)
British Antarctic Survey (long) piston corer (http://vocab.nerc.ac.uk/collection/L22/current/TOOL1169/)
British Antarctic Survey Acoustic Towfish (http://vocab.nerc.ac.uk/collection/L22/current/TOOL1202/)
British Antarctic Survey Continuous Plankton Recorder (http://vocab.nerc.ac.uk/collection/L22/current/NETT0184/)
British Antarctic Survey Epi-benthic Sledge (http://vocab.nerc.ac.uk/collection/L22/current/NETT0182/)
British Antarctic Survey Foredeck Net (http://vocab.nerc.ac.uk/collection/L22/current/TOOL0992/)
British Antarctic Survey Mini-Bongo net (http://vocab.nerc.ac.uk/collection/L22/current/TOOL0994/)
British Antarctic Survey Motion Compensated Bongo Net (http://vocab.nerc.ac.uk/collection/L22/current/TOOL0993/)
British Antarctic Survey N70 Plankton Net (http://vocab.nerc.ac.uk/collection/L22/current/TOOL0996/)
British Antarctic Survey NEuston MOdified {NEMO} microplastics net (http://vocab.nerc.ac.uk/collection/L22/current/NETT0188/)
British Antarctic Survey Net Traps (http://vocab.nerc.ac.uk/collection/L22/current/TOOL1274/)
British Antarctic Survey Rectangular Midwater Trawl 1 (http://vocab.nerc.ac.uk/collection/L22/current/NETT0178/)
British Antarctic Survey Rectangular Midwater Trawl 1+8 (http://vocab.nerc.ac.uk/collection/L22/current/NETT0179/)
British Antarctic Survey Rectangular Midwater Trawl 25 (http://vocab.nerc.ac.uk/collection/L22/current/NETT0181/)
British Antarctic Survey Rectangular Midwater Trawl 8 (http://vocab.nerc.ac.uk/collection/L22/current/NETT0180/)
British Antarctic Survey Shipboard Three Component magnetometer (http://vocab.nerc.ac.uk/collection/L22/current/TOOL1251/)
British Antarctic Survey Towed Bongo Net (http://vocab.nerc.ac.uk/collection/L22/current/TOOL0995/)
British Antarctic Survey gravity corer (http://vocab.nerc.ac.uk/collection/L22/current/TOOL1179/)
British Antarctic Survey manual permafrost corer (http://vocab.nerc.ac.uk/collection/L22/current/TOOL2000/)
British Antarctic Survey motorised permafrost corer (http://vocab.nerc.ac.uk/collection/L22/current/TOOL1994/)
British Antarctic Survey multiple plankton net system based on MOCNESS (http://vocab.nerc.ac.uk/collection/L22/current/NETT0185/)
British Antarctic Survey prototype re-usable Sonic sonobuoy (http://vocab.nerc.ac.uk/collection/L22/current/TOOL1258/)
British Antarctic Survey rock chipper (http://vocab.nerc.ac.uk/collection/L22/current/TOOL1170/)
British Geological Survey Airgun Profiling System (http://vocab.nerc.ac.uk/collection/L22/current/TOOL1195/)
British Geological Survey Deep Tow Boomer (http://vocab.nerc.ac.uk/collection/L22/current/TOOL1262/)
British Geological Survey RD1 5m (combined) rockdrill and vibrocorer (http://vocab.nerc.ac.uk/collection/L22/current/TOOL1172/)
British Geological Survey Sparker Profiling System (http://vocab.nerc.ac.uk/collection/L22/current/TOOL1196/)
British Geological Survey VC1 6m vibrocorer (http://vocab.nerc.ac.uk/collection/L22/current/TOOL1171/)
Brunel SP95I Microscope (http://vocab.nerc.ac.uk/collection/L22/current/TOOL1092/)
Bubbler tide gauge (http://vocab.nerc.ac.uk/collection/L22/current/TOOL0011/)
Bucket (http://vocab.nerc.ac.uk/collection/L22/current/TOOL0536/)
Burkard Scientific SFA 2000 colorimetric AA-II segmented flow analyser (http://vocab.nerc.ac.uk/collection/L22/current/TOOL0614/)
C & C Technologies C-Nav2000 satellite positioning system receiver (http://vocab.nerc.ac.uk/collection/L22/current/TOOL0742/)
C & C Technologies C-Nav2050G satellite positioning system receiver (http://vocab.nerc.ac.uk/collection/L22/current/TOOL0743/)
C & C Technologies C-Nav3050 satellite positioning system receiver (http://vocab.nerc.ac.uk/collection/L22/current/TOOL0349/)
C-NavX1 Global Navigation Satellite System (GNSS) receiver (http://vocab.nerc.ac.uk/collection/L22/current/TOOL2034/)
CAE BA20 barometer (http://vocab.nerc.ac.uk/collection/L22/current/TOOL0692/)
CAE DV20/VV20 anemometer (http://vocab.nerc.ac.uk/collection/L22/current/TOOL0691/)
CAE HE20/K pyranometer (http://vocab.nerc.ac.uk/collection/L22/current/TOOL0695/)
CAE PMB2 rain/snow gauge (http://vocab.nerc.ac.uk/collection/L22/current/TOOL0694/)
CAE SPM20 Weather Station (http://vocab.nerc.ac.uk/collection/L22/current/TOOL0690/)
CAE TU20 thermistor/hygrometer (http://vocab.nerc.ac.uk/collection/L22/current/TOOL0693/)
CAMECA NanoSIMS 50L secondary ion mass spectrometer (http://vocab.nerc.ac.uk/collection/L22/current/TOOL2170/)
CEFAS 4m survey beam trawl (http://vocab.nerc.ac.uk/collection/L22/current/TOOL0652/)
CHN elemental analyser (http://vocab.nerc.ac.uk/collection/L22/current/TOOL0631/)
CMST-DSTO underwater sound recorder (http://vocab.nerc.ac.uk/collection/L22/current/TOOL0663/)
CODAR SeaSonde continuous surface current mapping and wave monitoring HF radar system (http://vocab.nerc.ac.uk/collection/L22/current/TOOL1366/)
Cabled Observatory Reciprocal Acoustic Scintillation System (CORAS) (http://vocab.nerc.ac.uk/collection/L22/current/TOOL2023/)
CalCOFI net - Ahlstrom (1948) (http://vocab.nerc.ac.uk/collection/L22/current/NETT0016/)
Campbell Scientific (Goodrich) 0871LH1 freezing rain sensor (http://vocab.nerc.ac.uk/collection/L22/current/TOOL1855/)
Campbell Scientific 215 Temperature and Relative Humidity Probe (http://vocab.nerc.ac.uk/collection/L22/current/TOOL0647/)
Campbell Scientific 50Y Temperature and Relative Humidity Probe (http://vocab.nerc.ac.uk/collection/L22/current/TOOL0646/)
Campbell Scientific CR1000 data logger (http://vocab.nerc.ac.uk/collection/L22/current/TOOL1541/)
Campbell Scientific CR3000 data logger (http://vocab.nerc.ac.uk/collection/L22/current/TOOL1922/)
Campbell Scientific CR6 data logger (http://vocab.nerc.ac.uk/collection/L22/current/TOOL1795/)
Campbell Scientific CR800 data logger (http://vocab.nerc.ac.uk/collection/L22/current/TOOL1510/)
Campbell Scientific CS456 pressure transducer (http://vocab.nerc.ac.uk/collection/L22/current/TOOL1124/)
Campbell Scientific MetSENS200 ultrasonic anemometer (http://vocab.nerc.ac.uk/collection/L22/current/TOOL1924/)
Campbell Scientific OBS 3A turbidity temperature logger series (http://vocab.nerc.ac.uk/collection/L22/current/TOOL1476/)
Campbell Scientific OBS-3+ turbidity probe and optical backscatter sensor (http://vocab.nerc.ac.uk/collection/L22/current/TOOL1838/)
Canon PowerShot G16 digital camera (http://vocab.nerc.ac.uk/collection/L22/current/TOOL1959/)
Carboy (http://vocab.nerc.ac.uk/collection/L22/current/TOOL0504/)
Carlo Erba 5160 (high resolution) gas chromatograph (http://vocab.nerc.ac.uk/collection/L22/current/TOOL1984/)
Carlo Erba EA 1108 elemental analyser (http://vocab.nerc.ac.uk/collection/L22/current/TOOL1182/)
Carlo Erba NA 1500 elemental analyser (http://vocab.nerc.ac.uk/collection/L22/current/TOOL0470/)
Carlo Erba NA 2500 (NCS) elemental analyser (http://vocab.nerc.ac.uk/collection/L22/current/TOOL1789/)
Carlo Erba NC 2500 elemental analyser (http://vocab.nerc.ac.uk/collection/L22/current/TOOL0496/)
Cary Porter tide gauge (http://vocab.nerc.ac.uk/collection/L22/current/TOOL0622/)
Catcher II high-speed sampler (http://vocab.nerc.ac.uk/collection/L22/current/NETT0018/)
Cefas water sampler (http://vocab.nerc.ac.uk/collection/L22/current/TOOL1339/)
Challenger Oceanic Stand-alone Pump (http://vocab.nerc.ac.uk/collection/L22/current/TOOL0469/)
Chelonia C-POD acoustic monitoring receiver (http://vocab.nerc.ac.uk/collection/L22/current/TOOL1473/)
Chelsea Technologies Group 2-pi PAR irradiance sensor (http://vocab.nerc.ac.uk/collection/L22/current/TOOL0050/)
Chelsea Technologies Group Alphatracka transmissometer (http://vocab.nerc.ac.uk/collection/L22/current/TOOL0065/)
Chelsea Technologies Group Alphatracka II transmissometer (http://vocab.nerc.ac.uk/collection/L22/current/TOOL0425/)
Chelsea Technologies Group Aqualog CTD (http://vocab.nerc.ac.uk/collection/L22/current/TOOL0043/)
Chelsea Technologies Group Aquapack CTD (http://vocab.nerc.ac.uk/collection/L22/current/TOOL0048/)
Chelsea Technologies Group Aquatracka fluorometer (http://vocab.nerc.ac.uk/collection/L22/current/TOOL0049/)
Chelsea Technologies Group Aquatracka III fluorometer (http://vocab.nerc.ac.uk/collection/L22/current/TOOL0424/)
Chelsea Technologies Group FASTtracka I fast repetition rate fluorometer (http://vocab.nerc.ac.uk/collection/L22/current/TOOL0142/)
Chelsea Technologies Group FASTtracka II fast repetition rate fluorometer (http://vocab.nerc.ac.uk/collection/L22/current/TOOL0143/)
Chelsea Technologies Group GLOWtracka bioluminescence (http://vocab.nerc.ac.uk/collection/L22/current/TOOL0662/)
Chelsea Technologies Group HB 071 4-pi photosynthetically active radiation sensor (http://vocab.nerc.ac.uk/collection/L22/current/TOOL0480/)
Chelsea Technologies Group LabSTAF single turnover active fluorometer (http://vocab.nerc.ac.uk/collection/L22/current/TOOL2114/)
Chelsea Technologies Group MINITracka II fluorometer (http://vocab.nerc.ac.uk/collection/L22/current/TOOL0118/)
Chelsea Technologies Group MINIpack CTD-F (http://vocab.nerc.ac.uk/collection/L22/current/TOOL0341/)
Chelsea Technologies Group UV Aquatracka fluorometer (http://vocab.nerc.ac.uk/collection/L22/current/TOOL1689/)
ChemLab AA-II segmented continuous flow autoanalyser (http://vocab.nerc.ac.uk/collection/L22/current/TOOL0342/)
Chernikeeff Aquaprobe Mk5 electromagnetic speed log (http://vocab.nerc.ac.uk/collection/L22/current/TOOL0206/)
Christian Albrechts University of Kiel Multisonde CTD profiler (http://vocab.nerc.ac.uk/collection/L22/current/TOOL0371/)
Chun-Peterson net - Chun (1888, 1903) (http://vocab.nerc.ac.uk/collection/L22/current/NETT0019/)
Cilas 1190 particle size analyser (http://vocab.nerc.ac.uk/collection/L22/current/TOOL1572/)
Clarke Jet Net high-speed plankton sampler - Clarke (1964) (http://vocab.nerc.ac.uk/collection/L22/current/NETT0020/)
Clarke-Bumpus plankton sampler - Clarke and Bumpus (1939, 1950) (http://vocab.nerc.ac.uk/collection/L22/current/NETT0021/)
Clean pumped sea water supply (http://vocab.nerc.ac.uk/collection/L22/current/TOOL0561/)
ClearWater Nitrate + Nitrate Lab-On-Chip (LOC) sensor (http://vocab.nerc.ac.uk/collection/L22/current/TOOL1896/)
ClearWater Phosphate Lab-On-Chip (LOC) sensor (http://vocab.nerc.ac.uk/collection/L22/current/TOOL2150/)
Closing Net - Hart (1935) (http://vocab.nerc.ac.uk/collection/L22/current/NETT0023/)
Closing midwater trawl - Enzenhofer and Hume (1989) (http://vocab.nerc.ac.uk/collection/L22/current/NETT0022/)
Closing net - Barnes (1953) (http://vocab.nerc.ac.uk/collection/L22/current/NETT0006/)
Coastal Environmental Systems WEATHERPAK 2000 shipboard weather system (http://vocab.nerc.ac.uk/collection/L22/current/TOOL1724/)
Coastal Leasing MacroTide water level recorder (http://vocab.nerc.ac.uk/collection/L22/current/TOOL0302/)
Coastal Leasing MacroTide+ water level recorder (http://vocab.nerc.ac.uk/collection/L22/current/TOOL0303/)
CoastalOceanVision CPICS-1000-e imaging sensor (http://vocab.nerc.ac.uk/collection/L22/current/TOOL1582/)
Cod-end sampler - Motoda (1953) (http://vocab.nerc.ac.uk/collection/L22/current/NETT0024/)
Coda Octopus F185 gyrocompass (http://vocab.nerc.ac.uk/collection/L22/current/TOOL1631/)
Collapsible Rectangular Midwater Trawl 1+8 - Griffiths et al. (1980) (http://vocab.nerc.ac.uk/collection/L22/current/NETT0025/)
Columbia Weather Magellan MX Weather Station series (http://vocab.nerc.ac.uk/collection/L22/current/TOOL1557/)
Conductivity, temperature and depth package (http://vocab.nerc.ac.uk/collection/L22/current/TOOL0001/)
Consilium SAL 860T Doppler speed log (http://vocab.nerc.ac.uk/collection/L22/current/TOOL1837/)
Consilium SAL T2+ acoustic correlation dual speed log (http://vocab.nerc.ac.uk/collection/L22/current/TOOL1669/)
Continental Scientific Drilling Facility Livingstone-type piston corer (http://vocab.nerc.ac.uk/collection/L22/current/TOOL2005/)
Continuous Plankton Recorder - Hardy (1926, 1936); Glover (1962) (http://vocab.nerc.ac.uk/collection/L22/current/NETT0026/)
Copper pipe air sampler (http://vocab.nerc.ac.uk/collection/L22/current/TOOL0571/)
Costech International Elemental Combustion System (ECS) 4010 (http://vocab.nerc.ac.uk/collection/L22/current/TOOL0847/)
Cup and vane anemometer (http://vocab.nerc.ac.uk/collection/L22/current/TOOL0280/)
Custom 3 x 18 cm mouth opening x 40 cm diameter conical nets plankton net - AMT 18 (2008) (http://vocab.nerc.ac.uk/collection/L22/current/NETT0199/)
Custom-made 3M Scotch-Brite pad on polyvinyl chloride settlement plate (http://vocab.nerc.ac.uk/collection/L22/current/TOOL1416/)
Custom-made Lexan plastic 6-plate settlement panel (http://vocab.nerc.ac.uk/collection/L22/current/TOOL1413/)
Custom-made ceramic tile settlement plate (http://vocab.nerc.ac.uk/collection/L22/current/TOOL1415/)
Custom-made grooved polyvinyl chloride half-pipe (http://vocab.nerc.ac.uk/collection/L22/current/TOOL1414/)
Custom-made grooved polyvinyl chloride settlement plate (http://vocab.nerc.ac.uk/collection/L22/current/TOOL1417/)
Cyclonic separation sampler (http://vocab.nerc.ac.uk/collection/L22/current/TOOL0563/)
CytoBuoy CytoSense flow cytometer (http://vocab.nerc.ac.uk/collection/L22/current/TOOL1209/)
Czech Academy of Sciences custom infrared kinetic fluorometer - Koblizek et al. (2007) (http://vocab.nerc.ac.uk/collection/L22/current/TOOL2064/)
D and A Instruments Optical Backscatter Sensor OBS-3 (http://vocab.nerc.ac.uk/collection/L22/current/TOOL0579/)
DBAD-MOCNESS - Wiebe (1994); Greene (1998) (http://vocab.nerc.ac.uk/collection/L22/current/NETT0028/)
DGT Research Diffusive Gradients in Thin Films trace metal sampler (http://vocab.nerc.ac.uk/collection/L22/current/TOOL0553/)
DTU Nutech GM-25-5A beta Multicounter system (http://vocab.nerc.ac.uk/collection/L22/current/TOOL0533/)
Dataring pressure point transducer (http://vocab.nerc.ac.uk/collection/L22/current/TOOL0013/)
Datawell MOSE-G1000 (http://vocab.nerc.ac.uk/collection/L22/current/TOOL1027/)
Datawell directional waverider buoy (http://vocab.nerc.ac.uk/collection/L22/current/TOOL0268/)
Datawell waverider buoy (http://vocab.nerc.ac.uk/collection/L22/current/TOOL0781/)
Davis Instruments Vantage Pro2 Plus 6162 (wireless) weather station (http://vocab.nerc.ac.uk/collection/L22/current/TOOL1511/)
Davis Instruments Vantage Pro2 Plus 6162C (cabled) weather station (http://vocab.nerc.ac.uk/collection/L22/current/TOOL1512/)
Day grab (http://vocab.nerc.ac.uk/collection/L22/current/TOOL0963/)
Decca main chain navigation receiver (http://vocab.nerc.ac.uk/collection/L22/current/TOOL0337/)
Deep Submergence Rescue Vehicle Alvin Net-1 - Grice and Huelsemann (1970) (http://vocab.nerc.ac.uk/collection/L22/current/NETT0034/)
Deep Submergence Rescue Vehicle Alvin Net-2 - Grice (1972) (http://vocab.nerc.ac.uk/collection/L22/current/NETT0035/)
Deep-Tow net system - Wishner (1980) (http://vocab.nerc.ac.uk/collection/L22/current/NETT0030/)
DeepSea Power & Light Multi SeaCam MSC-1060 (low-light black and white) camera (http://vocab.nerc.ac.uk/collection/L22/current/TOOL1962/)
Deeptrekker Mini-ROV DTG3 video camera (http://vocab.nerc.ac.uk/collection/L22/current/TOOL2043/)
Delta-T Devices GP1 Data Logger (http://vocab.nerc.ac.uk/collection/L22/current/TOOL1278/)
Delta-T Devices WS-GP1 Weather Station (http://vocab.nerc.ac.uk/collection/L22/current/TOOL1279/)
Delta-T Instruments PAR sensor (http://vocab.nerc.ac.uk/collection/L22/current/TOOL0928/)
Didcot DRP-1 PAR sensor (http://vocab.nerc.ac.uk/collection/L22/current/TOOL0927/)
Didcot/ELE DRP-5 PAR sensor (http://vocab.nerc.ac.uk/collection/L22/current/TOOL0128/)
Digitron 2000 series 2028T Thermometer (http://vocab.nerc.ac.uk/collection/L22/current/TOOL0945/)
Digitron TM-22 Differential Digital Thermometer (http://vocab.nerc.ac.uk/collection/L22/current/TOOL1190/)
Dionex ICS-2500 ion chromatograph (http://vocab.nerc.ac.uk/collection/L22/current/TOOL0659/)
Discovery net N70 V net - Currie and Foxton (1956) (http://vocab.nerc.ac.uk/collection/L22/current/NETT0108/)
Discrete-depth plankton sampler - Aron et al. (1964) (http://vocab.nerc.ac.uk/collection/L22/current/NETT0029/)
Diver tow net - Emery (1968) (http://vocab.nerc.ac.uk/collection/L22/current/NETT0031/)
Diver-pushed net - Porter (1973) (http://vocab.nerc.ac.uk/collection/L22/current/NETT0032/)
Double Longhurst-Hardy Plankton Recorder - Williams et al. (1983) (http://vocab.nerc.ac.uk/collection/L22/current/NETT0033/)
Dr.Haardt BackScat Fluorometer Model 1302 (http://vocab.nerc.ac.uk/collection/L22/current/TOOL0066/)
Dr.Haardt BackScat I (in situ) fluorometer series (http://vocab.nerc.ac.uk/collection/L22/current/TOOL1693/)
Dr.Haardt BackScat I Fluorometer Model 1101 (http://vocab.nerc.ac.uk/collection/L22/current/TOOL0408/)
Droplet Measurement Technologies Passive Cavity Aerosol Spectrometer Probe (PCASP) 100 (http://vocab.nerc.ac.uk/collection/L22/current/TOOL0406/)
Druck 2900 PSIA pressure sensor (http://vocab.nerc.ac.uk/collection/L22/current/TOOL0837/)
Druck PTX 7500 series (http://vocab.nerc.ac.uk/collection/L22/current/TOOL2113/)
Druck RPT 301 barometer (http://vocab.nerc.ac.uk/collection/L22/current/TOOL0196/)
Dual Methot Isaacs-Kidd Trawl net (http://vocab.nerc.ac.uk/collection/L22/current/TOOL0985/)
Duncan and Associates Shipek grab (http://vocab.nerc.ac.uk/collection/L22/current/TOOL1487/)
Duncan and Associates gravity corer (http://vocab.nerc.ac.uk/collection/L22/current/TOOL1174/)
Duncan and Associates unknown box corer (http://vocab.nerc.ac.uk/collection/L22/current/TOOL1173/)
Dynamic Gravity Systems AT1 marine gravimeter (http://vocab.nerc.ac.uk/collection/L22/current/TOOL1728/)
E+E Elektronik EE060 humidity and temperature probe (http://vocab.nerc.ac.uk/collection/L22/current/TOOL2015/)
E+E Elektronik EE08 humidity and temperature probe (http://vocab.nerc.ac.uk/collection/L22/current/TOOL2016/)
ESE ES-185 A Global Positioning System master clock (http://vocab.nerc.ac.uk/collection/L22/current/TOOL1636/)
ESE ES-185 E Global Positioning System master clock (http://vocab.nerc.ac.uk/collection/L22/current/TOOL1637/)
EcoMonitor PumpProbe Fluorometer (http://vocab.nerc.ac.uk/collection/L22/current/TOOL0437/)
Ecotech HiVol3000 air sampler (http://vocab.nerc.ac.uk/collection/L22/current/TOOL0843/)
EdgeTech 2205 side scan sonar and bottom profiler (http://vocab.nerc.ac.uk/collection/L22/current/TOOL1819/)
EdgeTech 4200 side scan sonar (http://vocab.nerc.ac.uk/collection/L22/current/TOOL1423/)
Eijkelkamp 04.09 Edelman auger sediment corer (http://vocab.nerc.ac.uk/collection/L22/current/TOOL2003/)
Eijkelkamp 04.09 peat sample sediment corer (http://vocab.nerc.ac.uk/collection/L22/current/TOOL1995/)
Eijkelkamp 05.09 Wardenaar peat profile sediment corer (http://vocab.nerc.ac.uk/collection/L22/current/TOOL2004/)
Electronic Instruments Ltd MC5 {EIL MC5} temperature and salinity meter (http://vocab.nerc.ac.uk/collection/L22/current/TOOL1355/)
Electropolished air sample canister (http://vocab.nerc.ac.uk/collection/L22/current/TOOL0544/)
Elementar Isoprime Vision {IRMS} isotopic ratio mass spectrometer (http://vocab.nerc.ac.uk/collection/L22/current/TOOL1759/)
Elementar Vario EL Cube elemental analyser (http://vocab.nerc.ac.uk/collection/L22/current/TOOL1758/)
Eliasson CBME80 infrared laser diode cloud ceilometer (http://vocab.nerc.ac.uk/collection/L22/current/TOOL0608/)
EndRun Sonoma N12 GPS synchronised Network Time Server (http://vocab.nerc.ac.uk/collection/L22/current/TOOL1696/)
Endeco model 1125 dissolved oxygen system (http://vocab.nerc.ac.uk/collection/L22/current/TOOL0277/)
Endress and Hauser Liquisys M CPM223/253 pH sensor (http://vocab.nerc.ac.uk/collection/L22/current/TOOL1812/)
Endress and Hauser Orbisint CPS11 pH sensor (http://vocab.nerc.ac.uk/collection/L22/current/TOOL1813/)
Endress and Hauser TurbiMax W CUS 41 in-situ particle sizer (http://vocab.nerc.ac.uk/collection/L22/current/TOOL1808/)
English umbrella net - Macaulay and Daly (1987) (http://vocab.nerc.ac.uk/collection/L22/current/NETT0036/)
Enhanced Thematic Mapper Plus (http://vocab.nerc.ac.uk/collection/L22/current/TOOL1077/)
Enlarged Clarke-Bumpus sampler - Paquette et al. (1961) (http://vocab.nerc.ac.uk/collection/L22/current/NETT0038/)
Enlarged Clarke-Bumpus sampler - Yentsch et al. (1962) (http://vocab.nerc.ac.uk/collection/L22/current/NETT0037/)
EnviroTech LLC Aqua Monitor Smart Water Sampler (http://vocab.nerc.ac.uk/collection/L22/current/TOOL0381/)
EnviroTech LLC NAS-2E Nutrient Analyser (http://vocab.nerc.ac.uk/collection/L22/current/TOOL0170/)
EnviroTech LLC NAS-3X Nutrient Analyser (http://vocab.nerc.ac.uk/collection/L22/current/TOOL0380/)
Epi-benthic plankton net - Russell (1928) (http://vocab.nerc.ac.uk/collection/L22/current/NETT0039/)
Epi-benthic plankton sampler - Bossanyi (1951) (http://vocab.nerc.ac.uk/collection/L22/current/NETT0040/)
Epi-benthic plankton sampler - Clutter (1965) (http://vocab.nerc.ac.uk/collection/L22/current/NETT0041/)
Eppley Precision Infrared Radiometer Pyrgeometer (http://vocab.nerc.ac.uk/collection/L22/current/TOOL0083/)
Eppley Precision Spectral Pyranometer (http://vocab.nerc.ac.uk/collection/L22/current/TOOL0666/)
Eppley Standard Precision Pyranometer (http://vocab.nerc.ac.uk/collection/L22/current/TOOL2020/)
Eppley Total Ultraviolet Radiometer (http://vocab.nerc.ac.uk/collection/L22/current/TOOL0812/)
Eppley UVB-1 pyranometer (http://vocab.nerc.ac.uk/collection/L22/current/TOOL0932/)
Ernst Leitz Ortholux light microscope series (http://vocab.nerc.ac.uk/collection/L22/current/TOOL1308/)
Europa Scientific TracerMass Stable Isotope analyser (http://vocab.nerc.ac.uk/collection/L22/current/TOOL2118/)
Everest Interscience Sea-Therm 4000L temperature sensor (http://vocab.nerc.ac.uk/collection/L22/current/TOOL0930/)
Exeter Analytical Model CE-440 elemental analyser (http://vocab.nerc.ac.uk/collection/L22/current/TOOL1128/)
FEI Quanta 650 FEG Scanning Electron Microscope (SEM) (http://vocab.nerc.ac.uk/collection/L22/current/TOOL2087/)
FMC Technologies Schilling Robotics ORION 7P and 7R Manipulators (http://vocab.nerc.ac.uk/collection/L22/current/TOOL1166/)
FT Technologies FT702LT-V22 anemometer series (http://vocab.nerc.ac.uk/collection/L22/current/TOOL1834/)
Falmouth Scientific 3D Acoustic Current Meter (http://vocab.nerc.ac.uk/collection/L22/current/TOOL2132/)
Falmouth Scientific Instruments Excell thermosalinograph (http://vocab.nerc.ac.uk/collection/L22/current/TOOL0593/)
Falmouth Scientific Instruments Integrated CTD Profiler (http://vocab.nerc.ac.uk/collection/L22/current/TOOL0364/)
Falmouth Scientific Instruments MicroCTD (http://vocab.nerc.ac.uk/collection/L22/current/TOOL1266/)
Falmouth Scientific Instruments NXIC CTD Series (http://vocab.nerc.ac.uk/collection/L22/current/TOOL0173/)
Falmouth Scientific Instruments OEM conductivity-temperature sensor (http://vocab.nerc.ac.uk/collection/L22/current/TOOL0122/)
Falmouth Scientific Instruments ocean conductivity module (http://vocab.nerc.ac.uk/collection/L22/current/TOOL0455/)
Falmouth Scientific Instruments ocean temperature module (http://vocab.nerc.ac.uk/collection/L22/current/TOOL0123/)
Fast Light Yo-yo (FLY II) microstructure profiler (http://vocab.nerc.ac.uk/collection/L22/current/TOOL0428/)
Fast Light Yo-yo (FLY IV) microstructure profiler (http://vocab.nerc.ac.uk/collection/L22/current/TOOL0429/)
Fixed in-current plankton net - Johannes et al (1970) (http://vocab.nerc.ac.uk/collection/L22/current/NETT0137/)
Flanders Marine Institute (VLIZ) Gilson dredge (http://vocab.nerc.ac.uk/collection/L22/current/TOOL1462/)
FloCat C-ES45 B002 flow meters (http://vocab.nerc.ac.uk/collection/L22/current/TOOL1525/)
Florida-Bahamas cable from 1990 (http://vocab.nerc.ac.uk/collection/L22/current/TOOL0110/)
Florida-Bahamas cable to 1990 (http://vocab.nerc.ac.uk/collection/L22/current/TOOL0109/)
Flow injection chemiluminescence system with photon counting head (http://vocab.nerc.ac.uk/collection/L22/current/TOOL0483/)
Flow injection lumogallion system with fluorometer (http://vocab.nerc.ac.uk/collection/L22/current/TOOL0513/)
FlowQuest 150 Long-range Acoustic Current Profiler (http://vocab.nerc.ac.uk/collection/L22/current/TOOL0681/)
FlowQuest 75 Ultra long-range Acoustic Current Profiler (http://vocab.nerc.ac.uk/collection/L22/current/TOOL0777/)
Flygt pump (http://vocab.nerc.ac.uk/collection/L22/current/TOOL0539/)
Focal Technologies Corporation optical plankton counter (http://vocab.nerc.ac.uk/collection/L22/current/TOOL0628/)
Forsberg Starlink DNAV-212 Differential Global Positioning System receiver (http://vocab.nerc.ac.uk/collection/L22/current/TOOL1625/)
Forssea Robotics SMOOVE Resident Camera System (http://vocab.nerc.ac.uk/collection/L22/current/TOOL2045/)
Foxton two-chamber cod-end - Currie (1962) Foston (1963) (http://vocab.nerc.ac.uk/collection/L22/current/NETT0043/)
Franatech METS Methane Sensor (http://vocab.nerc.ac.uk/collection/L22/current/TOOL1244/)
Free-fall plankton net - Heron (1982) (http://vocab.nerc.ac.uk/collection/L22/current/NETT0044/)
Friedinger bottle water sampler (http://vocab.nerc.ac.uk/collection/L22/current/TOOL0508/)
Fritsch ANALYSETTE 22 NeXT Micro particle size analyser (http://vocab.nerc.ac.uk/collection/L22/current/TOOL1571/)
Fugro Oceanor Wavescan buoy meteorological package (http://vocab.nerc.ac.uk/collection/L22/current/TOOL0265/)
Fugro Oceanor Wavescan buoy waverider (http://vocab.nerc.ac.uk/collection/L22/current/TOOL0264/)
Fugro SeaSTAR 9200-G2 Differential Navigation System receiver (http://vocab.nerc.ac.uk/collection/L22/current/TOOL0348/)
Furuno CH12 sector scan sonar system series (http://vocab.nerc.ac.uk/collection/L22/current/TOOL1877/)
Furuno DS 50 and DS 50T Doppler speed log (http://vocab.nerc.ac.uk/collection/L22/current/TOOL0793/)
Furuno DS 80 Doppler speed log (http://vocab.nerc.ac.uk/collection/L22/current/TOOL0794/)
Furuno DS-60 Doppler sonar (http://vocab.nerc.ac.uk/collection/L22/current/TOOL2074/)
Furuno FCV 292 video echosounder fish finder (http://vocab.nerc.ac.uk/collection/L22/current/TOOL0795/)
Furuno FCV 582 video echosounder fish finder (http://vocab.nerc.ac.uk/collection/L22/current/TOOL0796/)
Furuno FCV 585 video echosounder fish finder (http://vocab.nerc.ac.uk/collection/L22/current/TOOL1632/)
Furuno FE 700 echo sounder (http://vocab.nerc.ac.uk/collection/L22/current/TOOL0797/)
Furuno GP-150 Dual Global Positioning System receiver (http://vocab.nerc.ac.uk/collection/L22/current/TOOL1699/)
Furuno GP-320B GPS/WAAS receiver antenna (http://vocab.nerc.ac.uk/collection/L22/current/TOOL1553/)
Furuno GP-330B GPS/WAAS receiver antenna (http://vocab.nerc.ac.uk/collection/L22/current/TOOL1547/)
Furuno GP32 Global Positioning System receiver (http://vocab.nerc.ac.uk/collection/L22/current/TOOL0457/)
Furuno GPS Navigator GP-31 GPS (http://vocab.nerc.ac.uk/collection/L22/current/TOOL1621/)
Furuno GPS Navigator GP-33 GPS (http://vocab.nerc.ac.uk/collection/L22/current/TOOL1554/)
Furuno Navigator GP150 and GP150D Global Positioning System receivers (http://vocab.nerc.ac.uk/collection/L22/current/TOOL0792/)
Furuno Navigator GP170 Global Positioning System receiver (http://vocab.nerc.ac.uk/collection/L22/current/TOOL1633/)
Furuno Navigator GP36 Global Positioning System receivers (http://vocab.nerc.ac.uk/collection/L22/current/TOOL0798/)
Furuno Navigator GP37 Global Positioning System receivers (http://vocab.nerc.ac.uk/collection/L22/current/TOOL0799/)
Furuno Navigator GP500 Global Positioning System receivers (http://vocab.nerc.ac.uk/collection/L22/current/TOOL0800/)
Furuno Navigator GP80 and GP80D Global Positioning System receivers (http://vocab.nerc.ac.uk/collection/L22/current/TOOL0801/)
Furuno Navigator GP90 and GP90D Global Positioning System receivers (http://vocab.nerc.ac.uk/collection/L22/current/TOOL0802/)
Furuno SC-30 GPS receiver and gyrocompass (http://vocab.nerc.ac.uk/collection/L22/current/TOOL1634/)
Furuno SC-50 GPS receiver and gyrocompass (http://vocab.nerc.ac.uk/collection/L22/current/TOOL2073/)
GE Druck PTX and PCDR 1830 and 1840 series level pressure sensors (http://vocab.nerc.ac.uk/collection/L22/current/TOOL0789/)
GE Druck RPT 350 Resonant Pressure Transducer (http://vocab.nerc.ac.uk/collection/L22/current/TOOL0680/)
GE Druck UNIK 5000 Pressure Sensing Platform (http://vocab.nerc.ac.uk/collection/L22/current/TOOL0846/)
GEMAX gravity corer (http://vocab.nerc.ac.uk/collection/L22/current/TOOL1285/)
GEOMAR DO data logger (http://vocab.nerc.ac.uk/collection/L22/current/TOOL1449/)
GEOMAR Ocean Bottom Hydrophone System (http://vocab.nerc.ac.uk/collection/L22/current/TOOL1200/)
GEOMAR TP data logger (http://vocab.nerc.ac.uk/collection/L22/current/TOOL1448/)
GEOSat Follow-On Radar Altimeter (http://vocab.nerc.ac.uk/collection/L22/current/TOOL1078/)
GEOTEK Geoscan IV line scan camera (http://vocab.nerc.ac.uk/collection/L22/current/TOOL0655/)
GEOTEK Multi-Sensor Core Logger XYZ {MSCL-XYZ} core analyser (http://vocab.nerc.ac.uk/collection/L22/current/TOOL0654/)
GRIMM 1.108 aerosol spectrometer (http://vocab.nerc.ac.uk/collection/L22/current/TOOL0299/)
GRIMM 1.109 aerosol spectrometer (http://vocab.nerc.ac.uk/collection/L22/current/TOOL0298/)
GURALP Aquarius ocean bottom seismometer (http://vocab.nerc.ac.uk/collection/L22/current/TOOL1720/)
GV Instruments IsoPrime Isotope Ratio Mass Spectrometer (http://vocab.nerc.ac.uk/collection/L22/current/TOOL0560/)
GV Instruments Trace Gas Preconcentrator (http://vocab.nerc.ac.uk/collection/L22/current/TOOL0559/)
Garmin 19X global positioning system receiver series (http://vocab.nerc.ac.uk/collection/L22/current/TOOL1299/)
Garmin GPS 16 and GPS 17 series Global Positioning System receivers (http://vocab.nerc.ac.uk/collection/L22/current/TOOL0803/)
Garmin GPSMAP 78 handheld marine Global Positioning System receiver series (http://vocab.nerc.ac.uk/collection/L22/current/TOOL2161/)
Garrett Screen surface sampler (http://vocab.nerc.ac.uk/collection/L22/current/TOOL0507/)
Gemini Tinytag plus TGP-0050 temperature recorder (http://vocab.nerc.ac.uk/collection/L22/current/TOOL0231/)
Gems Sensors and Controls RotorFlow RFO/RFA-2500 (Continuous Output) flow meter Series (http://vocab.nerc.ac.uk/collection/L22/current/TOOL2071/)
General Oceanics GO-FLO water sampler (http://vocab.nerc.ac.uk/collection/L22/current/TOOL0506/)
General Oceanics model 8050 pCO2 measuring system (http://vocab.nerc.ac.uk/collection/L22/current/TOOL0724/)
General Oceanics model 8060 pCO2 measuring system (http://vocab.nerc.ac.uk/collection/L22/current/TOOL2094/)
Geo-Resources Geo-Corer 3000 vibrocorer (http://vocab.nerc.ac.uk/collection/L22/current/TOOL1485/)
Geo-Resources Geo-Corer 6000 vibrocorer (http://vocab.nerc.ac.uk/collection/L22/current/TOOL1486/)
GeoAcoustics GeoPulse boomer and sparker sub-bottom profiling system (http://vocab.nerc.ac.uk/collection/L22/current/TOOL0831/)
GeoMax Zenith 60 series GNSS Receiver (http://vocab.nerc.ac.uk/collection/L22/current/TOOL2129/)
GeoSpectrum M36-100 hydrophone (http://vocab.nerc.ac.uk/collection/L22/current/TOOL1661/)
GeoSpectrum M8 hydrophone (http://vocab.nerc.ac.uk/collection/L22/current/TOOL1658/)
GeoSpectrum M8E-51 hydrophone (http://vocab.nerc.ac.uk/collection/L22/current/TOOL1659/)
GeoSpectrum M8Q hydrophone (http://vocab.nerc.ac.uk/collection/L22/current/TOOL1660/)
Geological Survey of Canada Ocean Bottom Seismometer (http://vocab.nerc.ac.uk/collection/L22/current/TOOL1257/)
Geometrics G882 Marine magnetometer (http://vocab.nerc.ac.uk/collection/L22/current/TOOL0832/)
Geonica METEODATA 3000C data logger (http://vocab.nerc.ac.uk/collection/L22/current/TOOL1768/)
Geonica STH-S331 {STH-5031} air temperature and relative humidity sensor (http://vocab.nerc.ac.uk/collection/L22/current/TOOL1769/)
Geoscience Laser Altimeter System (http://vocab.nerc.ac.uk/collection/L22/current/TOOL1079/)
Geosense BH-1 Version 5 corehole seismometer (http://vocab.nerc.ac.uk/collection/L22/current/TOOL1513/)
Geostationary Operational Environmental Satellite Imager (12-15) (http://vocab.nerc.ac.uk/collection/L22/current/TOOL1091/)
Geostationary Operational Environmental Satellite Imager (8-11) (http://vocab.nerc.ac.uk/collection/L22/current/TOOL1090/)
Gill Instruments Intrinsically Safe WindObserver anemometer (http://vocab.nerc.ac.uk/collection/L22/current/TOOL0605/)
Gill Instruments Ltd WindMaster pro ultrasonic anemometer (http://vocab.nerc.ac.uk/collection/L22/current/TOOL0615/)
Gill Instruments Ltd WindMaster ultrasonic anemometer (http://vocab.nerc.ac.uk/collection/L22/current/TOOL0616/)
Gill Instruments MaxiMet Marine GMX560 weather station (http://vocab.nerc.ac.uk/collection/L22/current/TOOL2098/)
Gill Instruments MetPak Pro Weather Station (http://vocab.nerc.ac.uk/collection/L22/current/TOOL1559/)
Gill Instruments R3-100 research sonic anemometer (http://vocab.nerc.ac.uk/collection/L22/current/TOOL0404/)
Gill Instruments R3A-100 research sonic anemometer (http://vocab.nerc.ac.uk/collection/L22/current/TOOL0084/)
Gill Instruments WindObserver 75 (heated) anemometer (http://vocab.nerc.ac.uk/collection/L22/current/TOOL1688/)
Gill Instruments WindObserver II anemometer (http://vocab.nerc.ac.uk/collection/L22/current/TOOL0704/)
Gill Instruments Windobserver 70 ultrasonic anemometer (http://vocab.nerc.ac.uk/collection/L22/current/TOOL1213/)
Gill Instruments Windsonic anemometer (http://vocab.nerc.ac.uk/collection/L22/current/TOOL0197/)
Gimbal-ring zooplankton sampler - Kozasa (1984) (http://vocab.nerc.ac.uk/collection/L22/current/NETT0045/)
Glass bottle and bung water sampler (http://vocab.nerc.ac.uk/collection/L22/current/TOOL0556/)
Global Monitoring of Atmospheric Ozone (http://vocab.nerc.ac.uk/collection/L22/current/TOOL1080/)
Global Monitoring of Atmospheric Ozone - 2 (http://vocab.nerc.ac.uk/collection/L22/current/TOOL1081/)
Global Ozone Monitoring by Occultation of Stars (http://vocab.nerc.ac.uk/collection/L22/current/TOOL1082/)
Global Positioning Satellite System (http://vocab.nerc.ac.uk/collection/L22/current/TOOL0078/)
GoPro HERO3+ Black camera (http://vocab.nerc.ac.uk/collection/L22/current/TOOL1963/)
GoPro Hero3 camera (http://vocab.nerc.ac.uk/collection/L22/current/TOOL1203/)
GoPro Hero4 Session camera (http://vocab.nerc.ac.uk/collection/L22/current/TOOL2044/)
Graco Husky 1050 E pump series (http://vocab.nerc.ac.uk/collection/L22/current/TOOL1727/)
Gridded quadrat (http://vocab.nerc.ac.uk/collection/L22/current/TOOL0819/)
Grimm 5.403 Condensation Particle Counter (http://vocab.nerc.ac.uk/collection/L22/current/TOOL0382/)
Grundy Environmental 6620 thermosalinograph (http://vocab.nerc.ac.uk/collection/L22/current/TOOL0336/)
Guildline 8400 bench salinometer (http://vocab.nerc.ac.uk/collection/L22/current/TOOL0454/)
Guildline Model 8705 Digital CTD (http://vocab.nerc.ac.uk/collection/L22/current/TOOL0032/)
Guildline Model 8770 Digital CTD (http://vocab.nerc.ac.uk/collection/L22/current/TOOL0034/)
Guildline Portasal 8410 series salinometer (http://vocab.nerc.ac.uk/collection/L22/current/TOOL0242/)
Gulf I high-speed sampler - Arnold (1952) (http://vocab.nerc.ac.uk/collection/L22/current/NETT0046/)
Gulf II high-speed sampler - Collier (1957) (http://vocab.nerc.ac.uk/collection/L22/current/NETT0047/)
Gulf III high-speed sampler - Gehringer (1952) (http://vocab.nerc.ac.uk/collection/L22/current/NETT0048/)
Gulf V high-speed sampler - Arnold (1959) (http://vocab.nerc.ac.uk/collection/L22/current/NETT0050/)
Gulf VII Pro-net and MAFF-Guildline high-speed samplers - Nash et al. (1998) (http://vocab.nerc.ac.uk/collection/L22/current/NETT0051/)
Gunther grab (http://vocab.nerc.ac.uk/collection/L22/current/TOOL0788/)
Guralp Maris ocean bottom seismometer (http://vocab.nerc.ac.uk/collection/L22/current/TOOL1882/)
Guralp Orcus ocean bottom seismometer (http://vocab.nerc.ac.uk/collection/L22/current/TOOL1925/)
Guralp Systems CMG-1T ocean bottom seismometer (http://vocab.nerc.ac.uk/collection/L22/current/TOOL1589/)
Gyrocompass (http://vocab.nerc.ac.uk/collection/L22/current/TOOL0079/)
HAWAII MR1 side scan sonar (http://vocab.nerc.ac.uk/collection/L22/current/TOOL0854/)
HOBI HydroScat-2 Optical Backscatter Fluorometer (http://vocab.nerc.ac.uk/collection/L22/current/TOOL0141/)
HOBI HydroScat-6P optical backscattering sensor and fluorometer (http://vocab.nerc.ac.uk/collection/L22/current/TOOL1409/)
HOBI Labs HydroDAS data logger (http://vocab.nerc.ac.uk/collection/L22/current/TOOL1551/)
HORIBA Partica LA-960 laser scattering particle size distribution analyser (http://vocab.nerc.ac.uk/collection/L22/current/TOOL1563/)
HOrizontal PLAnkton SAmpler - Ruetzler et al. (1980) (http://vocab.nerc.ac.uk/collection/L22/current/NETT0064/)
HS Engineers series-2001 current meter (http://vocab.nerc.ac.uk/collection/L22/current/TOOL1424/)
Hach DR 5000 UV-Vis Laboratory Spectrophotometer (http://vocab.nerc.ac.uk/collection/L22/current/TOOL1147/)
Hach HQ40D - Multi 2 Channels Portable Two Channel Multi Meter (http://vocab.nerc.ac.uk/collection/L22/current/TOOL1481/)
Half-metre ring net (http://vocab.nerc.ac.uk/collection/L22/current/TOOL0989/)
Hamon grab (http://vocab.nerc.ac.uk/collection/L22/current/TOOL0960/)
Hand-held plankton net (http://vocab.nerc.ac.uk/collection/L22/current/TOOL0981/)
Hanna Instruments HI93501P digital thermometer with thermistor probe (http://vocab.nerc.ac.uk/collection/L22/current/TOOL2152/)
Hanwha Vision Wisenet XNP-6040H (HD PTZ dome) network camera (http://vocab.nerc.ac.uk/collection/L22/current/TOOL1964/)
Heise Model DXD Digital Output Pressure Transducer (http://vocab.nerc.ac.uk/collection/L22/current/TOOL0708/)
Heitronics CT15 thermometer (http://vocab.nerc.ac.uk/collection/L22/current/TOOL1526/)
Hellenic Centre for Marine Research - IMBBC manually operated suction sampler for hard bottom benthos - Chatzigeorgiou, G., Dailianis, T., Faulwetter, S., Pettas, M., & Arvanitidis, C. (2013) (http://vocab.nerc.ac.uk/collection/L22/current/TOOL1815/)
Hellenic Centre for Marine Research Single-Channel Airgun Seismic Reflection System (http://vocab.nerc.ac.uk/collection/L22/current/TOOL1708/)
Hellenic Centre for Marine Research [custom] gravity corer (http://vocab.nerc.ac.uk/collection/L22/current/TOOL1703/)
Helmholtz-Zentrum Hereon X-band marine radar system (http://vocab.nerc.ac.uk/collection/L22/current/TOOL1958/)
Helzel Messtechnik WERA HF Radar (http://vocab.nerc.ac.uk/collection/L22/current/TOOL0603/)
Hemisphere GNSS R131 differential global positioning system receiver (http://vocab.nerc.ac.uk/collection/L22/current/TOOL2072/)
Hemisphere GNSS V104 GPS Compass (http://vocab.nerc.ac.uk/collection/L22/current/TOOL2090/)
Hemisphere GNSS V104s GPS compass (http://vocab.nerc.ac.uk/collection/L22/current/TOOL1514/)
Hemisphere GNSS Vector V200 GPS compass series (http://vocab.nerc.ac.uk/collection/L22/current/TOOL2162/)
Hensen egg net - Hensen (1887); Jenkins (1901); Wimpenny (1937) (http://vocab.nerc.ac.uk/collection/L22/current/NETT0054/)
Hewlett Packard 5890 Series II Gas Chromatograph (http://vocab.nerc.ac.uk/collection/L22/current/TOOL0558/)
Hiden 3F-PIC/1000 mass spectrometer (http://vocab.nerc.ac.uk/collection/L22/current/TOOL1749/)
High Tech Inc HTI 04-PCA/ULF ultra low frequency hydrophone (http://vocab.nerc.ac.uk/collection/L22/current/TOOL1721/)
High Tech Inc HTI 96-Min hydrophone series (http://vocab.nerc.ac.uk/collection/L22/current/TOOL1497/)
High Tech Inc HTI 99-HF hydrophone (http://vocab.nerc.ac.uk/collection/L22/current/TOOL1498/)
High Tech Inc HTI 99-UHF hydrophone (http://vocab.nerc.ac.uk/collection/L22/current/TOOL1499/)
High Volume Air Sampler (http://vocab.nerc.ac.uk/collection/L22/current/TOOL0551/)
High density polyethylene water bottle (http://vocab.nerc.ac.uk/collection/L22/current/TOOL1463/)
High speed-sampler - Monti (1910) (http://vocab.nerc.ac.uk/collection/L22/current/NETT0067/)
High-Resolution Stereoscopic instrument (http://vocab.nerc.ac.uk/collection/L22/current/TOOL1083/)
High-Speed net model II - Cassie (1956) (http://vocab.nerc.ac.uk/collection/L22/current/NETT0060/)
High-speed metal plankton net - Fry (1937) (http://vocab.nerc.ac.uk/collection/L22/current/NETT0058/)
High-speed multiple sampler - Porche (1978) (http://vocab.nerc.ac.uk/collection/L22/current/NETT0068/)
High-speed net - Cassie (1956) (http://vocab.nerc.ac.uk/collection/L22/current/NETT0062/)
High-speed net model I - Cassie (1956) (http://vocab.nerc.ac.uk/collection/L22/current/NETT0059/)
High-speed net model III - Cassie (1956) (http://vocab.nerc.ac.uk/collection/L22/current/NETT0061/)
High-speed plankton sampler - Pierce (1937) (http://vocab.nerc.ac.uk/collection/L22/current/NETT0056/)
High-speed sampler - Apstein (1906) (http://vocab.nerc.ac.uk/collection/L22/current/NETT0002/)
High-speed sampler - Erdmann (1937) (http://vocab.nerc.ac.uk/collection/L22/current/NETT0057/)
High-speed sampler - Smith and Ahlstrom (1948) (http://vocab.nerc.ac.uk/collection/L22/current/NETT0055/)
High-speed sampler - Zacharias (1907) (http://vocab.nerc.ac.uk/collection/L22/current/NETT0066/)
High-speed successive plankton sampler - Motoda (1953) (http://vocab.nerc.ac.uk/collection/L22/current/NETT0065/)
High-speed tow net - Gauld and Beganal (1951) (http://vocab.nerc.ac.uk/collection/L22/current/NETT0063/)
Hilger Spekker colorimeter (http://vocab.nerc.ac.uk/collection/L22/current/TOOL0243/)
Hitachi High-Technologies U-2000 UV-Visible spectrophotometer (http://vocab.nerc.ac.uk/collection/L22/current/TOOL0467/)
Hitachi U1800 UV-Visible Spectrophotometer (http://vocab.nerc.ac.uk/collection/L22/current/TOOL0972/)
Hitachi U3010 UV-Visible scanning spectrophotometer (http://vocab.nerc.ac.uk/collection/L22/current/TOOL0824/)
Honeywell Aerospace HMR 3300 (3-axis tilt-compensated) electronic compass (http://vocab.nerc.ac.uk/collection/L22/current/TOOL1662/)
Horiba FluoroMax 4 spectrofluorometer (http://vocab.nerc.ac.uk/collection/L22/current/TOOL2077/)
Horiba U-22 multiparameter instrument (http://vocab.nerc.ac.uk/collection/L22/current/TOOL0526/)
Horizontal ichthyoplankton tow-net system - Nester (1987) (http://vocab.nerc.ac.uk/collection/L22/current/NETT0069/)
Horizontal opening-closing net - Bigelow (1913) (http://vocab.nerc.ac.uk/collection/L22/current/NETT0129/)
Horizontal opening-closing plankton net - Slack (1955) (http://vocab.nerc.ac.uk/collection/L22/current/NETT0130/)
Horizontal self-closing net - Kofoid (1911, 1911, 1912) (http://vocab.nerc.ac.uk/collection/L22/current/NETT0153/)
Howaldtswerke-Deutsche Werft Bathysonde CTD profiler (http://vocab.nerc.ac.uk/collection/L22/current/TOOL0527/)
Hugrun Seamon Mini temperature recorder (http://vocab.nerc.ac.uk/collection/L22/current/TOOL0228/)
Hydro-Bios MultiNet Mammoth (http://vocab.nerc.ac.uk/collection/L22/current/NETT0187/)
Hydro-Bios RingTrawl (CalCOFI) net (http://vocab.nerc.ac.uk/collection/L22/current/NETT0200/)
Hydrolab DataSonde 3 Water Quality Multiple Probe Logger (http://vocab.nerc.ac.uk/collection/L22/current/TOOL0613/)
Hydrolabs Series 5 probes (http://vocab.nerc.ac.uk/collection/L22/current/TOOL0738/)
Hydrophone (http://vocab.nerc.ac.uk/collection/L22/current/TOOL0354/)
Institut Francais du Petrole Geomecanique hydrophone array (http://vocab.nerc.ac.uk/collection/L22/current/TOOL0360/)
Hydroptic Underwater Vision Profiler 5 {UVP5} imaging sensor series (http://vocab.nerc.ac.uk/collection/L22/current/TOOL2154/)
Hydroptic Underwater Vision Profiler 5 High Definition {UVP5} imaging sensor (http://vocab.nerc.ac.uk/collection/L22/current/TOOL2110/)
Hydroptic Underwater Vision Profiler 5 StandarD {UVP5} imaging sensor (http://vocab.nerc.ac.uk/collection/L22/current/TOOL2109/)
Hydroptic Underwater Vision Profiler 5 DEEP {UVP5} imaging sensor series (http://vocab.nerc.ac.uk/collection/L22/current/TOOL1577/)
Hydroptic Underwater Vision Profiler 5 Shallow {UVP5} imaging sensor (http://vocab.nerc.ac.uk/collection/L22/current/TOOL1650/)
Hydroptic Underwater Vision Profiler 5 standard Zoomed {UVP5} imaging sensor (http://vocab.nerc.ac.uk/collection/L22/current/TOOL2106/)
Hydroptic Underwater Vision Profiler 6 {UVP6} imaging sensor series (http://vocab.nerc.ac.uk/collection/L22/current/TOOL2141/)
Hydroptic Underwater Vision Profiler 6 High Frequency {UVP6} imaging sensor (http://vocab.nerc.ac.uk/collection/L22/current/TOOL2107/)
Hydroptic Underwater Vision Profiler 6 LP {UVP6} imaging sensor (http://vocab.nerc.ac.uk/collection/L22/current/TOOL1578/)
Hydroptic ZooSCAN imaging sensor (http://vocab.nerc.ac.uk/collection/L22/current/TOOL1581/)
Hygrometer (http://vocab.nerc.ac.uk/collection/L22/current/TOOL0282/)
ICES MIK Midwater Ringnet (http://vocab.nerc.ac.uk/collection/L22/current/NETT0201/)
ICITA plankton net - Jossi (1966) (http://vocab.nerc.ac.uk/collection/L22/current/NETT0070/)
IDRONAUT Ocean Seven 304 CTD (http://vocab.nerc.ac.uk/collection/L22/current/TOOL0861/)
IDRONAUT Ocean Seven 316 plus CTD (http://vocab.nerc.ac.uk/collection/L22/current/TOOL1306/)
IDRONAUT Ocean Seven 320 CTD (http://vocab.nerc.ac.uk/collection/L22/current/TOOL0213/)
IFM Kiel clean pumped sea water supply (http://vocab.nerc.ac.uk/collection/L22/current/TOOL0562/)
IXBlue Hydrins inertial navigation system (http://vocab.nerc.ac.uk/collection/L22/current/TOOL0833/)
IXSEA Photonic Inertial Navigation System (http://vocab.nerc.ac.uk/collection/L22/current/TOOL0304/)
IXSea Magis magnetometer (http://vocab.nerc.ac.uk/collection/L22/current/TOOL0874/)
Ifremer Chemical Miniaturised Analyser deep sea version Fe {CHEMINI} iron analyser (http://vocab.nerc.ac.uk/collection/L22/current/TOOL1665/)
Ifremer mesopelagos net (http://vocab.nerc.ac.uk/collection/L22/current/NETT0202/)
Ifremer-LDCM FastCAM (Prototype) Flow Imaging Microscope - Karlson et al. (2017) (http://vocab.nerc.ac.uk/collection/L22/current/TOOL1580/)
Imagenex 853 Echo Sounder (http://vocab.nerc.ac.uk/collection/L22/current/TOOL0950/)
Imagenex 881A Digital Multi-Frequency (imaging) singlebeam echosounder (http://vocab.nerc.ac.uk/collection/L22/current/TOOL1364/)
Imagenex 881A Digital Multi-Frequency (profiling) singlebeam echosounder (http://vocab.nerc.ac.uk/collection/L22/current/TOOL1363/)
Imagenex Delta T 837 (profiling) multibeam echosounder (http://vocab.nerc.ac.uk/collection/L22/current/TOOL1500/)
Imagenex Delta T 837A 3000 m (profiling) multibeam echosounder (http://vocab.nerc.ac.uk/collection/L22/current/TOOL1501/)
Imagenex Delta T 837B (profiling) multibeam echosounder series (http://vocab.nerc.ac.uk/collection/L22/current/TOOL1342/)
Imagenex Delta T 837B 1000 m (profiling) multibeam echosounder (http://vocab.nerc.ac.uk/collection/L22/current/TOOL0916/)
Imagenex Delta T 837B 120 kHz (profiling) multibeam echosounder (http://vocab.nerc.ac.uk/collection/L22/current/TOOL1343/)
Imagenex Delta T 837B 120 x 20 degrees (profiling) multibeam echosounder (http://vocab.nerc.ac.uk/collection/L22/current/TOOL1347/)
Imagenex Delta T 837B 300 m (profiling) multibeam echosounder (http://vocab.nerc.ac.uk/collection/L22/current/TOOL1346/)
Imagenex Delta T 837B 4000 m (profiling) multibeam echosounder (http://vocab.nerc.ac.uk/collection/L22/current/TOOL1345/)
Imagenex Delta T 837B 6000 m (profiling) multibeam echosounder (http://vocab.nerc.ac.uk/collection/L22/current/TOOL1344/)
Imenco SDS 12100 (digital stills) camera (http://vocab.nerc.ac.uk/collection/L22/current/TOOL1965/)
Imenco Tiger Shark camera (http://vocab.nerc.ac.uk/collection/L22/current/TOOL1931/)
Impact Subsea ISA500 with Pitch, Roll and Heading (AHRS) Altimeter and echosounder (http://vocab.nerc.ac.uk/collection/L22/current/TOOL1418/)
In-Situ Aqua TROLL 500 multiparameter sonde (http://vocab.nerc.ac.uk/collection/L22/current/TOOL2102/)
In-Situ Aqua TROLL 600 multiparameter sonde (http://vocab.nerc.ac.uk/collection/L22/current/TOOL2100/)
In-Situ Aqua TROLL 700 multiparameter sonde (http://vocab.nerc.ac.uk/collection/L22/current/TOOL2103/)
In-Situ Aqua TROLL 800 multiparameter sonde (http://vocab.nerc.ac.uk/collection/L22/current/TOOL2104/)
Indian Ocean standard net - Currie (1963) (http://vocab.nerc.ac.uk/collection/L22/current/NETT0075/)
Industrial Instruments and Supplies Psychro-Dyne Celsius Black Organic psychrometer (http://vocab.nerc.ac.uk/collection/L22/current/TOOL1753/)
Infrared Atmospheric Sounding Interferometer (http://vocab.nerc.ac.uk/collection/L22/current/TOOL1084/)
Insite Pacific Mini Zeus camera (http://vocab.nerc.ac.uk/collection/L22/current/TOOL1932/)
Insite Pacific Pegasus camera (http://vocab.nerc.ac.uk/collection/L22/current/TOOL1933/)
Insite Pacific Super Scorpio camera (http://vocab.nerc.ac.uk/collection/L22/current/TOOL1934/)
Insite Pacific Zeus Plus camera (http://vocab.nerc.ac.uk/collection/L22/current/TOOL1935/)
Institut Francais du Petrole Flexotir seismic source (http://vocab.nerc.ac.uk/collection/L22/current/TOOL0359/)
Institute of Oceanographic Sciences 30 kHz side scan sonar (http://vocab.nerc.ac.uk/collection/L22/current/TOOL1264/)
Institute of Oceanographic Sciences 7.5 kHz profiling sonar (http://vocab.nerc.ac.uk/collection/L22/current/TOOL1265/)
Institute of Oceanographic Sciences MkII bottom pressure recorder (http://vocab.nerc.ac.uk/collection/L22/current/TOOL0594/)
Institute of Oceanographic Sciences MkIII bottom pressure recorder (http://vocab.nerc.ac.uk/collection/L22/current/TOOL0227/)
Institute of Oceanographic Sciences MkIV bottom pressure recorder (http://vocab.nerc.ac.uk/collection/L22/current/TOOL0226/)
Institute of Oceanographic Sciences box corer - Calvert et al (1980) (http://vocab.nerc.ac.uk/collection/L22/current/TOOL2028/)
Institute of Oceanographic Sciences psychrometer (http://vocab.nerc.ac.uk/collection/L22/current/TOOL0080/)
Institute of Oceanographic Sciences shipborne wave recorder (http://vocab.nerc.ac.uk/collection/L22/current/TOOL0612/)
International Council for the Exploration of the Seas standard net - Ostenfeld and Jespersen (1924) (http://vocab.nerc.ac.uk/collection/L22/current/NETT0074/)
Interocean S4 current meter (http://vocab.nerc.ac.uk/collection/L22/current/TOOL0154/)
Interocean S4A current meter (http://vocab.nerc.ac.uk/collection/L22/current/TOOL0156/)
Interocean S4AD current meter (http://vocab.nerc.ac.uk/collection/L22/current/TOOL0153/)
Interocean S4DW current meter directional wave monitor (http://vocab.nerc.ac.uk/collection/L22/current/TOOL0157/)
Interocean S4R current meter (http://vocab.nerc.ac.uk/collection/L22/current/TOOL0155/)
Inverted Microscope (generic) (http://vocab.nerc.ac.uk/collection/L22/current/TOOL1034/)
Ionicon PTR-QMS series proton transfer reaction mass spectrometer (http://vocab.nerc.ac.uk/collection/L22/current/TOOL0968/)
Isaacs high-speed sampler - Ahlstrom (1958) (http://vocab.nerc.ac.uk/collection/L22/current/NETT0076/)
Isaacs-Kidd Midwater Trawl - Isaacs and Kidd (1953) (http://vocab.nerc.ac.uk/collection/L22/current/NETT0071/)
IsoPrime100 Stable Isotope Ratio Mass Spectrometer (http://vocab.nerc.ac.uk/collection/L22/current/TOOL1168/)
Isotopx IsoProbe-T multi-collector thermal ionisation max spectrometer (http://vocab.nerc.ac.uk/collection/L22/current/TOOL2160/)
JASCO AMAR G3 acoustic recorder (http://vocab.nerc.ac.uk/collection/L22/current/TOOL1966/)
JASCO OceanObserver acoustic monitoring system (http://vocab.nerc.ac.uk/collection/L22/current/TOOL1894/)
JFE Advantech AAQ-RINKO 176 1.06 {AAQ176} water quality profiler (http://vocab.nerc.ac.uk/collection/L22/current/TOOL1360/)
JFE Advantech DEFI2-L PAR sensor (http://vocab.nerc.ac.uk/collection/L22/current/TOOL1126/)
JFE Advantech Rinko FT ARO-FT oxygen sensor (http://vocab.nerc.ac.uk/collection/L22/current/TOOL1783/)
JFE Advantech Rinko II {ARO-CAR/CAD} oxygen sensor (http://vocab.nerc.ac.uk/collection/L22/current/TOOL1590/)
JFE Advantech Rinko III {ARO-CAV} oxygen sensor (http://vocab.nerc.ac.uk/collection/L22/current/TOOL1294/)
JFE Compact-TD ATD-HR temperature and depth sensor (http://vocab.nerc.ac.uk/collection/L22/current/TOOL0977/)
Japan Radio Co (JRC) JLN-550 Doppler sonar (http://vocab.nerc.ac.uk/collection/L22/current/TOOL1552/)
Japan Radio Co (JRC) JLR-21 GPS compass (http://vocab.nerc.ac.uk/collection/L22/current/TOOL2011/)
Japanese Advanced Meteorological Imager (http://vocab.nerc.ac.uk/collection/L22/current/TOOL1085/)
Juday net - Juday (1916) (http://vocab.nerc.ac.uk/collection/L22/current/NETT0078/)
K.U.M. K-MT 234 (21 bottles) sediment trap (http://vocab.nerc.ac.uk/collection/L22/current/TOOL1455/)
K.U.M. K-MT 236 (14 bottles) sediment trap (http://vocab.nerc.ac.uk/collection/L22/current/TOOL1454/)
K.U.M. LOBSTER-6000 K/MT 510 ocean bottom seismometer system (http://vocab.nerc.ac.uk/collection/L22/current/TOOL1679/)
K.U.M. LOBSTER-7300 K/MT 517 ocean bottom seismometer system (http://vocab.nerc.ac.uk/collection/L22/current/TOOL1680/)
KC Denmark AS small plankton net (http://vocab.nerc.ac.uk/collection/L22/current/NETT0174/)
KC Denmark HAPS corer (http://vocab.nerc.ac.uk/collection/L22/current/TOOL1527/)
KC Denmark Research Equipment KC pore-water pressing bench sediment porewater extractor (http://vocab.nerc.ac.uk/collection/L22/current/TOOL1741/)
KOVACS ice coring systems (http://vocab.nerc.ac.uk/collection/L22/current/TOOL1249/)
KVH Industries C100 {Compass Engine} fluxgate compass (http://vocab.nerc.ac.uk/collection/L22/current/TOOL1296/)
Keithley Instruments M1000/M2000 data logger series (http://vocab.nerc.ac.uk/collection/L22/current/TOOL1657/)
Keller High Accuracy OEM Pressure Transmitter Series 30X pressure sensor (http://vocab.nerc.ac.uk/collection/L22/current/TOOL2059/)
Kipp and Zonen CG4 pyrgeometer (http://vocab.nerc.ac.uk/collection/L22/current/TOOL2083/)
Kipp and Zonen CGR3 pyrgeometer (http://vocab.nerc.ac.uk/collection/L22/current/TOOL1332/)
Kipp and Zonen CGR4 pyrgeometer (http://vocab.nerc.ac.uk/collection/L22/current/TOOL1333/)
Kipp and Zonen CM10 pyranometer (http://vocab.nerc.ac.uk/collection/L22/current/TOOL0921/)
Kipp and Zonen CM11 pyranometer (http://vocab.nerc.ac.uk/collection/L22/current/TOOL0082/)
Kipp and Zonen CM14 albedometer (http://vocab.nerc.ac.uk/collection/L22/current/TOOL0922/)
Kipp and Zonen CM21 pyranometer (http://vocab.nerc.ac.uk/collection/L22/current/TOOL2084/)
Kipp and Zonen CM5 pyranometer (http://vocab.nerc.ac.uk/collection/L22/current/TOOL0919/)
Kipp and Zonen CM6 pyranometer (http://vocab.nerc.ac.uk/collection/L22/current/TOOL0920/)
Kipp and Zonen CM6B pyranometer (http://vocab.nerc.ac.uk/collection/L22/current/TOOL0410/)
Kipp and Zonen CMP21 pyranometer (http://vocab.nerc.ac.uk/collection/L22/current/TOOL1502/)
Kipp and Zonen CMP3 pyranometer (http://vocab.nerc.ac.uk/collection/L22/current/TOOL1604/)
Kipp and Zonen CMP6 pyranometer (http://vocab.nerc.ac.uk/collection/L22/current/TOOL1873/)
Kipp and Zonen CNR1 Net Radiometer (http://vocab.nerc.ac.uk/collection/L22/current/TOOL0703/)
Kipp and Zonen CNR4 Net Radiometer (http://vocab.nerc.ac.uk/collection/L22/current/TOOL0702/)
Kipp and Zonen CUV5 Total UV Radiometer (http://vocab.nerc.ac.uk/collection/L22/current/TOOL1598/)
Kipp and Zonen PAR LITE radiometer (http://vocab.nerc.ac.uk/collection/L22/current/TOOL0395/)
Kipp and Zonen PQS1 PAR Quantum Sensor (http://vocab.nerc.ac.uk/collection/L22/current/TOOL0530/)
Kipp and Zonen SGR3 V pyrgeometer (http://vocab.nerc.ac.uk/collection/L22/current/TOOL1734/)
Kipp and Zonen SGR4 pyrgeometer (http://vocab.nerc.ac.uk/collection/L22/current/TOOL1672/)
Kipp and Zonen SMP21 pyranometer (http://vocab.nerc.ac.uk/collection/L22/current/TOOL1670/)
Kipp and Zonen SMP22 pyranometer (http://vocab.nerc.ac.uk/collection/L22/current/TOOL1831/)
Kipp and Zonen SP LITE pyranometer (http://vocab.nerc.ac.uk/collection/L22/current/TOOL0396/)
Kipp and Zonen SP LITE2 pyranometer (http://vocab.nerc.ac.uk/collection/L22/current/TOOL0529/)
Kistler 4260 Piezoresistive absolute pressure transmitter series (http://vocab.nerc.ac.uk/collection/L22/current/TOOL2185/)
Kistler 4260A Piezoresistive absolute pressure transmitter (http://vocab.nerc.ac.uk/collection/L22/current/TOOL2181/)
Kistler 603B pressure sensor (http://vocab.nerc.ac.uk/collection/L22/current/TOOL0852/)
Kistler K-Beam 8395A capacitive MEMS triaxial accelerometer series (http://vocab.nerc.ac.uk/collection/L22/current/TOOL1591/)
Kitahara - Nakai (1962) (http://vocab.nerc.ac.uk/collection/L22/current/NETT0080/)
Klein UUV 3500 side scan sonar (http://vocab.nerc.ac.uk/collection/L22/current/TOOL2057/)
Knudsen 320BP echosounder (http://vocab.nerc.ac.uk/collection/L22/current/TOOL0891/)
Knudsen 320BR echosounder (http://vocab.nerc.ac.uk/collection/L22/current/TOOL0892/)
Knudsen 320M marine echosounder (http://vocab.nerc.ac.uk/collection/L22/current/TOOL0889/)
Knudsen Chirp 3260 (http://vocab.nerc.ac.uk/collection/L22/current/TOOL0890/)
Knudsen Chirp Rack 3202 sub-bottom profiling echosounder (http://vocab.nerc.ac.uk/collection/L22/current/TOOL1106/)
Knudsen Chirp Rack sub-bottom profiling echosounder series (http://vocab.nerc.ac.uk/collection/L22/current/TOOL1105/)
Knudsen KEL 771 dual frequency transducer (http://vocab.nerc.ac.uk/collection/L22/current/TOOL1915/)
Knudsen reversing water bottle (http://vocab.nerc.ac.uk/collection/L22/current/TOOL0505/)
Kompressoren-Pumpen-Zentrale GMBH pump (http://vocab.nerc.ac.uk/collection/L22/current/TOOL1135/)
Kongsberg CONTROS HydroC (underwater) CO2 sensor (http://vocab.nerc.ac.uk/collection/L22/current/TOOL1483/)
Kongsberg CONTROS HydroC CH4 (underwater) methane sensor (http://vocab.nerc.ac.uk/collection/L22/current/TOOL1303/)
Kongsberg CONTROS HydroFlash O2 (underwater) oxygen optode (http://vocab.nerc.ac.uk/collection/L22/current/TOOL1540/)
Kongsberg EA400 singlebeam echosounder (http://vocab.nerc.ac.uk/collection/L22/current/TOOL1471/)
Kongsberg EM 122 multibeam echosounder (http://vocab.nerc.ac.uk/collection/L22/current/TOOL0492/)
Kongsberg EM 124 multibeam echosounder (http://vocab.nerc.ac.uk/collection/L22/current/TOOL1799/)
Kongsberg EM 2040 MKII multibeam echosounder (http://vocab.nerc.ac.uk/collection/L22/current/TOOL2039/)
Kongsberg EM 2040 multibeam echosounder (http://vocab.nerc.ac.uk/collection/L22/current/TOOL1528/)
Kongsberg EM 2040C MKII multibeam echosounder (http://vocab.nerc.ac.uk/collection/L22/current/TOOL2095/)
Kongsberg EM 2040D multibeam echosounder (http://vocab.nerc.ac.uk/collection/L22/current/TOOL1529/)
Kongsberg EM 2040P multibeam echosounder series (http://vocab.nerc.ac.uk/collection/L22/current/TOOL1484/)
Kongsberg EM 300 multibeam echosounder (http://vocab.nerc.ac.uk/collection/L22/current/TOOL0745/)
Kongsberg EM 3000 multibeam echosounder (http://vocab.nerc.ac.uk/collection/L22/current/TOOL2009/)
Kongsberg EM 3002 multibeam echosounder series (http://vocab.nerc.ac.uk/collection/L22/current/TOOL1472/)
Kongsberg EM 302 multibeam echosounder (http://vocab.nerc.ac.uk/collection/L22/current/TOOL0744/)
Kongsberg EM 304 multibeam echosounder (http://vocab.nerc.ac.uk/collection/L22/current/TOOL1763/)
Kongsberg EM 710 multibeam echosounder (http://vocab.nerc.ac.uk/collection/L22/current/TOOL0746/)
Kongsberg EM 712 multibeam echosounder (http://vocab.nerc.ac.uk/collection/L22/current/TOOL1601/)
Kongsberg HiPAP 102 Ultra Short BaseLine acoustic positioning system (http://vocab.nerc.ac.uk/collection/L22/current/TOOL1684/)
Kongsberg HiPAP 502 Ultra Short BaseLine acoustic positioning system (http://vocab.nerc.ac.uk/collection/L22/current/TOOL1790/)
Kongsberg K-Pos DP-11 dynamic positioning system (http://vocab.nerc.ac.uk/collection/L22/current/TOOL1555/)
Kongsberg Mesotech 808 300 Khz echosounder (http://vocab.nerc.ac.uk/collection/L22/current/TOOL0951/)
Kongsberg Mesotech High-Resolution and Domed sonar heads 1071 / 1171 series (http://vocab.nerc.ac.uk/collection/L22/current/TOOL1330/)
Kongsberg OE14-366/367 camera (http://vocab.nerc.ac.uk/collection/L22/current/TOOL1936/)
Kongsberg OE14-522 (underwater) video camera (http://vocab.nerc.ac.uk/collection/L22/current/TOOL1338/)
Kongsberg SBP 29 sub-bottom profiler (http://vocab.nerc.ac.uk/collection/L22/current/TOOL1825/)
Kongsberg Seaglider M1 Glider data logger (http://vocab.nerc.ac.uk/collection/L22/current/TOOL1185/)
Kongsberg Seatex Differential Positioning Sensor 112 (http://vocab.nerc.ac.uk/collection/L22/current/TOOL1626/)
Kongsberg Seatex Differential Positioning Sensor 116 (http://vocab.nerc.ac.uk/collection/L22/current/TOOL0623/)
Kongsberg Seatex MGC R3 gyrocompass inertial navigation system (http://vocab.nerc.ac.uk/collection/L22/current/TOOL1900/)
Kongsberg Seatex MRU 5 platform attitude sensor (http://vocab.nerc.ac.uk/collection/L22/current/TOOL1617/)
Kongsberg Seatex MRU 6 platform attitude sensor (http://vocab.nerc.ac.uk/collection/L22/current/TOOL0754/)
Kongsberg Seatex Seapath 20 NAV (http://vocab.nerc.ac.uk/collection/L22/current/TOOL0753/)
Kongsberg Seatex Seapath 200 Global Positioning System receiver and gyrocompass (http://vocab.nerc.ac.uk/collection/L22/current/TOOL0456/)
Kongsberg Seatex Seapath 300 precise heading, attitude and positioning sensor (http://vocab.nerc.ac.uk/collection/L22/current/TOOL0698/)
Kongsberg Seatex Seapath 320+ precise heading, attitude and positioning sensor (http://vocab.nerc.ac.uk/collection/L22/current/TOOL0491/)
Kongsberg Seatex Seapath 330 heading, attitude and global positioning sensor (http://vocab.nerc.ac.uk/collection/L22/current/TOOL1822/)
Kongsberg Seatex Seapath 380 5+ global positioning and attitude sensor (http://vocab.nerc.ac.uk/collection/L22/current/TOOL1615/)
Kongsberg Seatex Seapath 380 heading, attitude and positioning sensor series (http://vocab.nerc.ac.uk/collection/L22/current/TOOL1623/)
Kongsberg Seatex Seapath 380-R heading, attitude and positioning sensor series (http://vocab.nerc.ac.uk/collection/L22/current/TOOL2025/)
Kongsberg Simrad EA500 singlebeam echosounder (http://vocab.nerc.ac.uk/collection/L22/current/TOOL0130/)
Kongsberg Simrad EA600 echosounder (http://vocab.nerc.ac.uk/collection/L22/current/TOOL0319/)
Kongsberg Simrad EA640 echosounder (http://vocab.nerc.ac.uk/collection/L22/current/TOOL0965/)
Kongsberg Simrad EM 1002 multibeam echosounder (http://vocab.nerc.ac.uk/collection/L22/current/TOOL0384/)
Kongsberg Simrad EM 1002S multibeam echosounder (http://vocab.nerc.ac.uk/collection/L22/current/TOOL0385/)
Kongsberg Simrad EM 120 multibeam echosounder (http://vocab.nerc.ac.uk/collection/L22/current/TOOL0386/)
Kongsberg Simrad ES120-7C split-beam echosounder transducer (http://vocab.nerc.ac.uk/collection/L22/current/TOOL2037/)
Kongsberg Simrad ES18 split-beam echosounder transducer (http://vocab.nerc.ac.uk/collection/L22/current/TOOL2035/)
Kongsberg Simrad ES200-7C split-beam echosounder transducer (http://vocab.nerc.ac.uk/collection/L22/current/TOOL2019/)
Kongsberg Simrad ES38B split-beam echosounder transducer (http://vocab.nerc.ac.uk/collection/L22/current/TOOL2036/)
Kongsberg Simrad ES70-7C split-beam echosounder transducer (http://vocab.nerc.ac.uk/collection/L22/current/TOOL2038/)
Kongsberg Simrad FX80 catch monitoring system (http://vocab.nerc.ac.uk/collection/L22/current/TOOL1794/)
Kongsberg Simrad HS50 GPS gyrocompass (http://vocab.nerc.ac.uk/collection/L22/current/TOOL1620/)
Kongsberg Simrad ME70 multibeam echosounder (http://vocab.nerc.ac.uk/collection/L22/current/TOOL1764/)
Kongsberg Simrad MS70 multibeam echosounder (http://vocab.nerc.ac.uk/collection/L22/current/TOOL1602/)
Kongsberg Simrad PAL OE1364 colour CCD camera (http://vocab.nerc.ac.uk/collection/L22/current/TOOL1271/)
Kongsberg Simrad PI50 catch monitoring system (http://vocab.nerc.ac.uk/collection/L22/current/TOOL1765/)
Kongsberg Simrad PX universal catch monitoring sensor (http://vocab.nerc.ac.uk/collection/L22/current/TOOL1797/)
Kongsberg Simrad SC90 fish finding sonar (http://vocab.nerc.ac.uk/collection/L22/current/TOOL1865/)
Kongsberg Simrad SH90 fish finding sonar (http://vocab.nerc.ac.uk/collection/L22/current/TOOL1683/)
Kongsberg Simrad SU90 fish finding sonar (http://vocab.nerc.ac.uk/collection/L22/current/TOOL1796/)
Kongsberg Simrad TOPAS PS018 sub-bottom profiler (http://vocab.nerc.ac.uk/collection/L22/current/TOOL0859/)
Konica Minolta CM-2600d Spectrophotometer (http://vocab.nerc.ac.uk/collection/L22/current/TOOL0657/)
Krohne Optiflux 5000 flow sensor (http://vocab.nerc.ac.uk/collection/L22/current/TOOL1610/)
Kukseflux SR20 D2 {Digital secondary} pyranometer (http://vocab.nerc.ac.uk/collection/L22/current/TOOL1733/)
L-3 Communications SeaBeam 1050D multibeam echosounder (http://vocab.nerc.ac.uk/collection/L22/current/TOOL1798/)
LAIPAC GD30L MMC Global Positioning System logger (http://vocab.nerc.ac.uk/collection/L22/current/TOOL0601/)
LEMI LLC LEMI-039 3C 3-component analog magnetometer (http://vocab.nerc.ac.uk/collection/L22/current/TOOL1592/)
LI-COR 7500 infrared gas analyser (http://vocab.nerc.ac.uk/collection/L22/current/TOOL0085/)
LI-COR LI-1800UW Underwater Spectroradiometer (http://vocab.nerc.ac.uk/collection/L22/current/TOOL0432/)
LI-COR LI-190 PAR sensor (http://vocab.nerc.ac.uk/collection/L22/current/TOOL0193/)
LI-COR LI-192 PAR sensor (http://vocab.nerc.ac.uk/collection/L22/current/TOOL0120/)
LI-COR LI-193 Spherical Quantum PAR sensor (http://vocab.nerc.ac.uk/collection/L22/current/TOOL0458/)
LI-COR LI-200R pyranometer (http://vocab.nerc.ac.uk/collection/L22/current/TOOL1770/)
LI-COR LI-200SB pyranometer (http://vocab.nerc.ac.uk/collection/L22/current/TOOL1772/)
LI-COR LI-6262 CO2/H2O infrared gas analyser (http://vocab.nerc.ac.uk/collection/L22/current/TOOL1123/)
LI-COR LI-7000 CO2/H2O gas analyser (http://vocab.nerc.ac.uk/collection/L22/current/TOOL0705/)
LI-COR LI-7815 CO2/H2O trace gas analyser (http://vocab.nerc.ac.uk/collection/L22/current/TOOL2021/)
LI-COR LI-840 CO2/H2O gas analyser (http://vocab.nerc.ac.uk/collection/L22/current/TOOL0915/)
LI-COR LI-840A CO2/H2O gas analyser (http://vocab.nerc.ac.uk/collection/L22/current/TOOL0845/)
LP-Research LPMS-RS232AL2 motion sensor (http://vocab.nerc.ac.uk/collection/L22/current/TOOL1404/)
LaCoste and Romberg S33 gravity meter (http://vocab.nerc.ac.uk/collection/L22/current/TOOL0876/)
LaCoste and Romberg S83 gravity meter modified by Zero Length Spring corporation (http://vocab.nerc.ac.uk/collection/L22/current/TOOL1273/)
LaCoste and Romberg S84 Gravity Meter (http://vocab.nerc.ac.uk/collection/L22/current/TOOL0865/)
Lachat QuikChem 8000 flow injection analyser and Ion Chromatography (IC) system (http://vocab.nerc.ac.uk/collection/L22/current/TOOL0848/)
Lachat QuikChem 8500 flow injection analysis system (http://vocab.nerc.ac.uk/collection/L22/current/TOOL0998/)
Lambrecht Quatro NAV C1642 and CH1642 static weather sensors (http://vocab.nerc.ac.uk/collection/L22/current/TOOL0966/)
Lamont-Doherty Earth Observatory 2011 Model ocean bottom seismometer (http://vocab.nerc.ac.uk/collection/L22/current/TOOL1108/)
Lamont-Doherty Earth Observatory Standard ocean bottom seismometer (http://vocab.nerc.ac.uk/collection/L22/current/TOOL1107/)
Lamont-Doherty Earth Observatory Trawl Resistant ocean bottom seismometer (http://vocab.nerc.ac.uk/collection/L22/current/TOOL1109/)
Lamont-Doherty Earth Observatory ocean bottom seismometer series (http://vocab.nerc.ac.uk/collection/L22/current/TOOL1112/)
Lamont-Doherty Earth Observatory pCO2 underway system (http://vocab.nerc.ac.uk/collection/L22/current/TOOL0913/)
Lancaster University syringe water sampler (http://vocab.nerc.ac.uk/collection/L22/current/TOOL0547/)
Large Opening-closing High-speed Sampling System - Dunn et al. (1989, 1993) (http://vocab.nerc.ac.uk/collection/L22/current/NETT0084/)
Lasentec Partec 100 focused beam reflectance measurement particle sizer (http://vocab.nerc.ac.uk/collection/L22/current/TOOL0509/)
Lea float tide gauge (http://vocab.nerc.ac.uk/collection/L22/current/TOOL0010/)
Leco AMA 254 Advanced mercury analyser (http://vocab.nerc.ac.uk/collection/L22/current/TOOL2144/)
Leica DM1000 LED optical microscope (http://vocab.nerc.ac.uk/collection/L22/current/TOOL2171/)
Leica DMI4000 B inverted light microscope (http://vocab.nerc.ac.uk/collection/L22/current/TOOL1298/)
Leica Microsystems DM2500 Epifluorescence microscope (http://vocab.nerc.ac.uk/collection/L22/current/TOOL1743/)
Leica Viva GS10 GNSS receiver (http://vocab.nerc.ac.uk/collection/L22/current/TOOL2135/)
Lever Action Niskin Bottle (http://vocab.nerc.ac.uk/collection/L22/current/TOOL0427/)
Lindahl dividable phytoplankton sampling hose (http://vocab.nerc.ac.uk/collection/L22/current/NETT0175/)
Liquid Vial Forel-Ule Colour Comparator (http://vocab.nerc.ac.uk/collection/L22/current/TOOL0783/)
Litre Meter LMSPFA.05 flow meter (http://vocab.nerc.ac.uk/collection/L22/current/TOOL0493/)
Litre Meter flow meter (http://vocab.nerc.ac.uk/collection/L22/current/TOOL0400/)
Lockheed Martin Sippican AXBT XBT probe (http://vocab.nerc.ac.uk/collection/L22/current/TOOL1389/)
Lockheed Martin Sippican AXCTD (http://vocab.nerc.ac.uk/collection/L22/current/TOOL0714/)
Lockheed Martin Sippican Deep Blue XBT probe (http://vocab.nerc.ac.uk/collection/L22/current/TOOL0715/)
Lockheed Martin Sippican Fast Deep XBT probe (http://vocab.nerc.ac.uk/collection/L22/current/TOOL1290/)
Lockheed Martin Sippican T-10 XBT probe (http://vocab.nerc.ac.uk/collection/L22/current/TOOL0718/)
Lockheed Martin Sippican T-11 XBT probe (http://vocab.nerc.ac.uk/collection/L22/current/TOOL0716/)
Lockheed Martin Sippican T-4 XBT probe (http://vocab.nerc.ac.uk/collection/L22/current/TOOL0435/)
Lockheed Martin Sippican T-5 XBT probe (http://vocab.nerc.ac.uk/collection/L22/current/TOOL0262/)
Lockheed Martin Sippican T-6 XBT probe (http://vocab.nerc.ac.uk/collection/L22/current/TOOL0717/)
Lockheed Martin Sippican T-7 XBT probe (http://vocab.nerc.ac.uk/collection/L22/current/TOOL0263/)
Lockheed Martin Sippican XCTD-1 probe (http://vocab.nerc.ac.uk/collection/L22/current/TOOL0591/)
Lockheed Martin Sippican XCTD-2 probe (http://vocab.nerc.ac.uk/collection/L22/current/TOOL0592/)
Longhurst-Hardy Plankton recorder - Longhurst et al (1966) (http://vocab.nerc.ac.uk/collection/L22/current/NETT0082/)
Los Gatos Research N2O and CO 23d ICOS Analyser (http://vocab.nerc.ac.uk/collection/L22/current/TOOL0816/)
Low density polyethylene water bottle (http://vocab.nerc.ac.uk/collection/L22/current/TOOL1576/)
Lowestoft frame trawl - Walker and Davies (1986) (http://vocab.nerc.ac.uk/collection/L22/current/NETT0085/)
Lowestoft multiple high-speed plankton sampler - Beverton and Tungate (1967) (http://vocab.nerc.ac.uk/collection/L22/current/NETT0086/)
Lufft WS501-UMB weather station (http://vocab.nerc.ac.uk/collection/L22/current/TOOL1365/)
MAFF-Guildline high-speed samplers - Milligan and Riches (1983) (http://vocab.nerc.ac.uk/collection/L22/current/NETT0087/)
MARMAP 20-cm Bongo net (http://vocab.nerc.ac.uk/collection/L22/current/TOOL0997/)
MARMAP Bongo net - Posgay and Marak (1980) (http://vocab.nerc.ac.uk/collection/L22/current/NETT0089/)
METAS AS PCI-160 Crawler Interface Container (http://vocab.nerc.ac.uk/collection/L22/current/TOOL2155/)
METAS Underwater Stereo camera system (http://vocab.nerc.ac.uk/collection/L22/current/TOOL1275/)
MIROS SM-050 Wave and Current Radar Mk III (http://vocab.nerc.ac.uk/collection/L22/current/TOOL1093/)
MOCNESS modified Tucker trawl - Wiebe et al (1976, 1985) (http://vocab.nerc.ac.uk/collection/L22/current/NETT0097/)
MOOG Crossbow NAV440 heading, attitude and positioning sensor (http://vocab.nerc.ac.uk/collection/L22/current/TOOL1664/)
MTD horizontal net - Motoda (1971) (http://vocab.nerc.ac.uk/collection/L22/current/NETT0100/)
MTECH Ceilometer 8200-CHS (http://vocab.nerc.ac.uk/collection/L22/current/TOOL1094/)
Magee Scientific AE1 Aethalometer (http://vocab.nerc.ac.uk/collection/L22/current/TOOL0333/)
Magee Scientific AE33 Aethalometer (http://vocab.nerc.ac.uk/collection/L22/current/TOOL1852/)
Magnavox MX100 GPS Navigator (http://vocab.nerc.ac.uk/collection/L22/current/TOOL1860/)
Magnavox MX200 GPS Navigator (http://vocab.nerc.ac.uk/collection/L22/current/TOOL1861/)
Malvern Mastersizer 2000 laser diffraction particle size analyser (http://vocab.nerc.ac.uk/collection/L22/current/TOOL1297/)
Malvern Mastersizer 3000/3000E laser diffraction particle size analyser (http://vocab.nerc.ac.uk/collection/L22/current/TOOL1139/)
Manchester Centre for Atmospheric Science Differential Mobility Particle Sizer (http://vocab.nerc.ac.uk/collection/L22/current/TOOL0300/)
Manchester Centre for Atmospheric Science Hygroscopic Tandem Differential Mobility Analyser (http://vocab.nerc.ac.uk/collection/L22/current/TOOL0352/)
Manta G-609 camera (http://vocab.nerc.ac.uk/collection/L22/current/TOOL1206/)
Manta net (http://vocab.nerc.ac.uk/collection/L22/current/NETT0177/)
Manta net - Brown and Cheng (1981) (http://vocab.nerc.ac.uk/collection/L22/current/NETT0088/)
Marcel Kruse PAR Spectrometer (http://vocab.nerc.ac.uk/collection/L22/current/TOOL0067/)
Marel M1100 industrial scales (http://vocab.nerc.ac.uk/collection/L22/current/TOOL1138/)
Marianda VINDTA 3C total inorganic carbon and titration alkalinity analyser (http://vocab.nerc.ac.uk/collection/L22/current/TOOL0481/)
Marine Biological Association Channel Hunter Box Trawl (http://vocab.nerc.ac.uk/collection/L22/current/NETT0196/)
Marine Biological Association Modified Small Otter Trawl (http://vocab.nerc.ac.uk/collection/L22/current/NETT0198/)
Marine Biological Association Small Otter Trawl (http://vocab.nerc.ac.uk/collection/L22/current/NETT0197/)
Marine Electronics 3D Sand Ripple Profiling Logging Sonar (http://vocab.nerc.ac.uk/collection/L22/current/TOOL0045/)
Marine Electronics Sand Ripple Profiling Sonar (http://vocab.nerc.ac.uk/collection/L22/current/TOOL0046/)
Marine Institute Slurp Sampler (http://vocab.nerc.ac.uk/collection/L22/current/TOOL1165/)
Marine Magnetics SeaSPY Marine magnetometer (http://vocab.nerc.ac.uk/collection/L22/current/TOOL0474/)
Marine Magnetics Seaspy 2 magnetometer (http://vocab.nerc.ac.uk/collection/L22/current/TOOL1616/)
Marine Microsystems RoxAnn ground discrimination system (http://vocab.nerc.ac.uk/collection/L22/current/TOOL1878/)
Marine Scotland Opening Closing Environmental Acoustic Net MKI (http://vocab.nerc.ac.uk/collection/L22/current/NETT0171/)
Marine Scotland Opening Closing Environmental Acoustic Net MKII (http://vocab.nerc.ac.uk/collection/L22/current/NETT0172/)
Marine Scotland Opening Closing Environmental Acoustic Net water bottle (http://vocab.nerc.ac.uk/collection/L22/current/TOOL0535/)
Marsh McBirney 585 OEM electromagnetic flowmeter (http://vocab.nerc.ac.uk/collection/L22/current/TOOL0057/)
Maruchi conical nets - Nakai (1962) (http://vocab.nerc.ac.uk/collection/L22/current/NETT0090/)
Marudai - Nakai (1962) (http://vocab.nerc.ac.uk/collection/L22/current/NETT0091/)
Marunaka - Nakai (1962) (http://vocab.nerc.ac.uk/collection/L22/current/NETT0092/)
Marutoku - Nakai (1962) (http://vocab.nerc.ac.uk/collection/L22/current/NETT0093/)
Max Planck Institute Pump CTD water sampler (http://vocab.nerc.ac.uk/collection/L22/current/TOOL0828/)
Maxim Integrated Thermochron iButton DS1922L temperature logger (http://vocab.nerc.ac.uk/collection/L22/current/TOOL1640/)
McLane Large Volume Water Transfer System (http://vocab.nerc.ac.uk/collection/L22/current/TOOL1960/)
McLane PARFLUX Mark78H-21 Sediment Traps (http://vocab.nerc.ac.uk/collection/L22/current/TOOL0785/)
McLane PARFLUX Mark78HW-13 Sediment Traps (http://vocab.nerc.ac.uk/collection/L22/current/TOOL0786/)
McLane PARFLUX Mark8-13 (http://vocab.nerc.ac.uk/collection/L22/current/TOOL0787/)
McLane RAS-100 remote-access sampler (http://vocab.nerc.ac.uk/collection/L22/current/TOOL0940/)
McLane RAS-500 remote-access sampler (http://vocab.nerc.ac.uk/collection/L22/current/TOOL0939/)
McLane Research Laboratories Imaging FlowCytobot imaging sensor (http://vocab.nerc.ac.uk/collection/L22/current/TOOL1588/)
McLane Research Laboratories PPS {Phytoplankton Sampler} water sampler (http://vocab.nerc.ac.uk/collection/L22/current/TOOL1326/)
Measurement Engineering Australia SDI-12 temperature sensor (http://vocab.nerc.ac.uk/collection/L22/current/TOOL0906/)
Mechanically opening-closing epi-benthic plankton sled - Wickstead (1953) (http://vocab.nerc.ac.uk/collection/L22/current/NETT0042/)
Medium-Spectral Resolution, Imaging Spectrometer (http://vocab.nerc.ac.uk/collection/L22/current/TOOL1086/)
Meerestechnik Elektronik or MICSOS microstructure profiler (http://vocab.nerc.ac.uk/collection/L22/current/TOOL0438/)
Meerestechnik OTS-1200 CTD (http://vocab.nerc.ac.uk/collection/L22/current/TOOL0149/)
Meinsberg EGA 140 pH sensor (http://vocab.nerc.ac.uk/collection/L22/current/TOOL1814/)
Mercury reversing thermometer (http://vocab.nerc.ac.uk/collection/L22/current/TOOL0238/)
Messenger-operated Tucker Trawl - Hopkins et al. (1973) (http://vocab.nerc.ac.uk/collection/L22/current/NETT0159/)
Messenger-operated Tucker Trawl - Sameoto and Jaroszynski (1976) (http://vocab.nerc.ac.uk/collection/L22/current/NETT0160/)
MetOcean Surface Velocity Program (SVP)-Iridium Drifter (http://vocab.nerc.ac.uk/collection/L22/current/TOOL0697/)
Metek uSonic-3 Scientific {formerly: USA-1} ultrasonic anemometer (http://vocab.nerc.ac.uk/collection/L22/current/TOOL1402/)
Metrohm 663 VA Stand mercury electrode (http://vocab.nerc.ac.uk/collection/L22/current/TOOL0515/)
Metrohm 665 Dosimat Burette (http://vocab.nerc.ac.uk/collection/L22/current/TOOL1245/)
Metrohm 702 SM Titrino potentiometric titrator (http://vocab.nerc.ac.uk/collection/L22/current/TOOL1131/)
Metrohm 716 DMS Titrino (http://vocab.nerc.ac.uk/collection/L22/current/TOOL0633/)
Metrohm 721 Titrino Titrator (http://vocab.nerc.ac.uk/collection/L22/current/TOOL1968/)
Metrohm 765 Dosimat Burette (http://vocab.nerc.ac.uk/collection/L22/current/TOOL0572/)
Metrohm 776 Dosimat Burette (http://vocab.nerc.ac.uk/collection/L22/current/TOOL1234/)
Metrohm 794 Basic Titrino Titrator (http://vocab.nerc.ac.uk/collection/L22/current/TOOL0595/)
Metrohm 797 VA Computrace voltammetry system (http://vocab.nerc.ac.uk/collection/L22/current/TOOL2127/)
Metrohm 805 Dosimat Burette (http://vocab.nerc.ac.uk/collection/L22/current/TOOL1893/)
Metrohm 848 Titrino Plus Titrator (http://vocab.nerc.ac.uk/collection/L22/current/TOOL0568/)
Metrohm 876 Dosimat plus Burette (http://vocab.nerc.ac.uk/collection/L22/current/TOOL1337/)
Metrohm 888 Titrando pentiometric titrator (http://vocab.nerc.ac.uk/collection/L22/current/TOOL1115/)
Metrohm 905 Titrando potentiometric titrator (http://vocab.nerc.ac.uk/collection/L22/current/TOOL1864/)
Metrohm 916 Ti Touch compact potentiometric titrator (http://vocab.nerc.ac.uk/collection/L22/current/TOOL0967/)
Metrohm Aquatrode Plus with Pt1000 Combined pH electrode (http://vocab.nerc.ac.uk/collection/L22/current/TOOL2002/)
Metrohm microAutolab potentiostat/galvanostat (http://vocab.nerc.ac.uk/collection/L22/current/TOOL0514/)
Mettler AE240 dual range analytical balance (http://vocab.nerc.ac.uk/collection/L22/current/TOOL0471/)
Mettler Toledo Delta 350 pH meter (http://vocab.nerc.ac.uk/collection/L22/current/TOOL1219/)
Mettler Toledo FiveGo Portable Instruments (http://vocab.nerc.ac.uk/collection/L22/current/TOOL1218/)
Mettler Toledo InLab Expert Pro electrode (http://vocab.nerc.ac.uk/collection/L22/current/TOOL1220/)
Mettler Toledo SevenExcellence ph/Cond meter S470 Std-K (http://vocab.nerc.ac.uk/collection/L22/current/TOOL1863/)
Mettler Toledo SevenGo Portable Instruments (http://vocab.nerc.ac.uk/collection/L22/current/TOOL1137/)
Michelson Interferometer for Passive Atmospheric Sounding (http://vocab.nerc.ac.uk/collection/L22/current/TOOL1087/)
Micro-Wave Radiation Imager (http://vocab.nerc.ac.uk/collection/L22/current/TOOL1037/)
Micro-g LaCoste air-sea gravity system II gravimeter (http://vocab.nerc.ac.uk/collection/L22/current/TOOL0752/)
Micronketon net - Blackburn and Keith (1962) (http://vocab.nerc.ac.uk/collection/L22/current/NETT0094/)
Microsemi Symmetricom SyncServer S200 multiple generations clock synchronsiser (http://vocab.nerc.ac.uk/collection/L22/current/TOOL1704/)
Microsemi Symmetricom SyncServer S250 multiple generations clock synchronsiser (http://vocab.nerc.ac.uk/collection/L22/current/TOOL1705/)
Microsemi Symmetricom SyncServer S300 multiple generations clock synchronsiser (http://vocab.nerc.ac.uk/collection/L22/current/TOOL1706/)
Microsemi Symmetricom SyncServer S350 multiple generations clock synchronsiser (http://vocab.nerc.ac.uk/collection/L22/current/TOOL1707/)
Microsemi SyncServer S600 (multiple generations) clock synchroniser (http://vocab.nerc.ac.uk/collection/L22/current/TOOL1866/)
Microsemi SyncServer S650 (multiple generations) clock synchroniser (http://vocab.nerc.ac.uk/collection/L22/current/TOOL1867/)
Microsemi X Li (multiple generations) clock synchroniser (http://vocab.nerc.ac.uk/collection/L22/current/TOOL1868/)
Microstrain 3DM-GX1 Gyro Enhanced Orientation Sensor (http://vocab.nerc.ac.uk/collection/L22/current/TOOL0721/)
Microtrac Bluewave particle size analyser (http://vocab.nerc.ac.uk/collection/L22/current/TOOL1566/)
Microtrac S3500 particle size analyser (http://vocab.nerc.ac.uk/collection/L22/current/TOOL1565/)
Microtrac SYNC particle size and shape analyser (http://vocab.nerc.ac.uk/collection/L22/current/TOOL1564/)
Mid-tide bubbler tide gauge (http://vocab.nerc.ac.uk/collection/L22/current/TOOL0012/)
Middleton Solar EQ08 Pyranometer (http://vocab.nerc.ac.uk/collection/L22/current/TOOL0722/)
Middleton Solar SK01-DP2 Pyranometer (http://vocab.nerc.ac.uk/collection/L22/current/TOOL0723/)
Midwater net - Fowler (1898) (http://vocab.nerc.ac.uk/collection/L22/current/NETT0095/)
Midwater neuston trawl - Zaitsev (1970) (http://vocab.nerc.ac.uk/collection/L22/current/NETT0096/)
Mini-Hamon grab (http://vocab.nerc.ac.uk/collection/L22/current/TOOL0961/)
Mini-neuston net - Schram et al. (1981) (http://vocab.nerc.ac.uk/collection/L22/current/NETT0115/)
Miniature Plankton Indicator - Henderson et al. (1936); Glover (1953) (http://vocab.nerc.ac.uk/collection/L22/current/NETT0136/)
Mirion Alpha Analyst integrated alpha spectrometer (http://vocab.nerc.ac.uk/collection/L22/current/TOOL2183/)
Moderate Resolution Imaging Spectroradiometer (http://vocab.nerc.ac.uk/collection/L22/current/TOOL1035/)
Modified David neuston net - Hempel and Weikert (1972) (http://vocab.nerc.ac.uk/collection/L22/current/NETT0027/)
Modified Gulf III high-speed sampler - Hempel (1960) (http://vocab.nerc.ac.uk/collection/L22/current/NETT0052/)
Modified Gulf V high-speed sampler - Lockwood (1974) (http://vocab.nerc.ac.uk/collection/L22/current/NETT0049/)
Modified Isaacs-Kidd Midwater Trawl with MPS cod-end - Pearcy and Hubbard (1964) (http://vocab.nerc.ac.uk/collection/L22/current/NETT0072/)
Modified Juday net - Clayton and Pavlou (1978) (http://vocab.nerc.ac.uk/collection/L22/current/NETT0079/)
Modified Juday net - Aksnes and Magnesen (1983) (http://vocab.nerc.ac.uk/collection/L22/current/NETT0077/)
Modified Longhurt-Hardy Plankton Recorder - Haury et al. (1976) (http://vocab.nerc.ac.uk/collection/L22/current/NETT0083/)
Modified Multiple Plankton Sampler - Weikert and John (1981) (http://vocab.nerc.ac.uk/collection/L22/current/NETT0098/)
Modified N70 net - Currie ans Foston (1957) (http://vocab.nerc.ac.uk/collection/L22/current/NETT0107/)
Modified North Pacific standard net - Motoda (1994) (http://vocab.nerc.ac.uk/collection/L22/current/NETT0123/)
Modified Rectangular Midwater Trawl 1+8 - Dimmler and Klindt (1990) (http://vocab.nerc.ac.uk/collection/L22/current/NETT0120/)
Modified large Longhurt-Hardy Plankton Recorder - Bone (1986) (http://vocab.nerc.ac.uk/collection/L22/current/NETT0081/)
Modified opening-closing Bongo net - Sameoto and Jaroszynski (1976) (http://vocab.nerc.ac.uk/collection/L22/current/NETT0010/)
Modified opening-closing Isaacs-Kidd Midwater Trawl - Brown (1975) (http://vocab.nerc.ac.uk/collection/L22/current/NETT0073/)
Modified small Hardy Plankton Sampler - Miller (1961) (http://vocab.nerc.ac.uk/collection/L22/current/NETT0053/)
Molecular Devices SpectraMax M2 and M2e microplate reader (http://vocab.nerc.ac.uk/collection/L22/current/TOOL0825/)
Movella Xsens MTi-320 active heading tracker (http://vocab.nerc.ac.uk/collection/L22/current/TOOL2119/)
Muir Matheson OMC-150 Combined Wind Speed and Direction Sensor (http://vocab.nerc.ac.uk/collection/L22/current/TOOL0606/)
Multiple Plankton Sampler - Be et al. (1959); Be (1962) (http://vocab.nerc.ac.uk/collection/L22/current/NETT0099/)
Multiple Plankton Sampler based on MOCNESS and NIO nets - Sameoto et al. (1977) (http://vocab.nerc.ac.uk/collection/L22/current/NETT0101/)
Multiple Rectangular Midwater Trawl 1+8 - Roe and Shale (1979) (http://vocab.nerc.ac.uk/collection/L22/current/NETT0148/)
Multiple-net Tucker Trawl - Frost and McCrone (1974) (http://vocab.nerc.ac.uk/collection/L22/current/NETT0158/)
Multispectral Scanner System (http://vocab.nerc.ac.uk/collection/L22/current/TOOL1036/)
Munro SO/8 cup and vane anemometer (http://vocab.nerc.ac.uk/collection/L22/current/TOOL0607/)
Munro tide gauge (http://vocab.nerc.ac.uk/collection/L22/current/TOOL0014/)
N-series (N50, N70, N100, N200, N450) nets - Kemp et al. (1929); Marr (1938) (http://vocab.nerc.ac.uk/collection/L22/current/NETT0124/)
N100 - Kemp et al. (1929); Marr (1938) (http://vocab.nerc.ac.uk/collection/L22/current/NETT0102/)
N113 (modified Indian Ocean standard net) - Foxton (1969) (http://vocab.nerc.ac.uk/collection/L22/current/TOOL0990/)
N200 - Kemp et al. (1929); Marr (1938) (http://vocab.nerc.ac.uk/collection/L22/current/NETT0103/)
N450 - Kemp et al. (1929); Marr (1938) (http://vocab.nerc.ac.uk/collection/L22/current/NETT0104/)
N50 - Kemp et al. (1929); Marr (1938) (http://vocab.nerc.ac.uk/collection/L22/current/NETT0105/)
N70 - Kemp et al. (1929) (http://vocab.nerc.ac.uk/collection/L22/current/NETT0106/)
NBA DNC-2 recording current meter (http://vocab.nerc.ac.uk/collection/L22/current/TOOL0584/)
NBA DNC-2B recording current meter (http://vocab.nerc.ac.uk/collection/L22/current/TOOL0585/)
NBA DNC-2M recording current meter (http://vocab.nerc.ac.uk/collection/L22/current/TOOL0586/)
NBA DNC-3 direct reading current meter (http://vocab.nerc.ac.uk/collection/L22/current/TOOL0583/)
NIOZ PRISTINE ultraclean water sampler (http://vocab.nerc.ac.uk/collection/L22/current/TOOL0503/)
NIOZ PVC 15cm manual sediment corer (http://vocab.nerc.ac.uk/collection/L22/current/TOOL0806/)
NIOZ Steel 10.5cm manual sediment corer (http://vocab.nerc.ac.uk/collection/L22/current/TOOL0807/)
NIOZ custom trigger corer system (http://vocab.nerc.ac.uk/collection/L22/current/TOOL2047/)
NIOZ fast thermistor string (http://vocab.nerc.ac.uk/collection/L22/current/TOOL0840/)
NIPR-I sampler - Fukuchi et al. (1979) (http://vocab.nerc.ac.uk/collection/L22/current/NETT0121/)
NKE S2T temperature sensor (http://vocab.nerc.ac.uk/collection/L22/current/TOOL1656/)
NKE SP2T temperature and depth recorder (http://vocab.nerc.ac.uk/collection/L22/current/TOOL0233/)
NKE WiSens CTDS CTD sensor series (http://vocab.nerc.ac.uk/collection/L22/current/TOOL2061/)
NKE WiSens TD temperature and pressure sensor series (http://vocab.nerc.ac.uk/collection/L22/current/TOOL2060/)
NOAA PMEL Miniature Autonomous Plume Recorder (http://vocab.nerc.ac.uk/collection/L22/current/TOOL0954/)
NOBSKA MAVS-3 Acoustic Current Meter (http://vocab.nerc.ac.uk/collection/L22/current/TOOL2131/)
NORBIT Base-X2 profiler sound velocity probe (http://vocab.nerc.ac.uk/collection/L22/current/TOOL2041/)
NORBIT WBMS 12003-AFCDB4 400kHz (full ocean depth) multibeam echosounder (http://vocab.nerc.ac.uk/collection/L22/current/TOOL1850/)
NORBIT iWBMS multibeam echosounder system (http://vocab.nerc.ac.uk/collection/L22/current/TOOL2040/)
Nackthai net - Nellen and Hempel (1969) (http://vocab.nerc.ac.uk/collection/L22/current/NETT0109/)
Nanometrics Centaur Digital Recorder CTR4 (http://vocab.nerc.ac.uk/collection/L22/current/TOOL1350/)
Nanometrics Titan Accelerometer (http://vocab.nerc.ac.uk/collection/L22/current/TOOL1349/)
Nanometrics Titan Ethernet Accelerograph (http://vocab.nerc.ac.uk/collection/L22/current/TOOL1351/)
Nanometrics Titan Strong Motion Accelerograph (http://vocab.nerc.ac.uk/collection/L22/current/TOOL1352/)
Nanometrics Trillium 120 Posthole 120 PH seismometer (http://vocab.nerc.ac.uk/collection/L22/current/TOOL1666/)
Nansen-Petterson water bottle (http://vocab.nerc.ac.uk/collection/L22/current/TOOL0248/)
National Institute of Oceanography plastic reversing water bottle (http://vocab.nerc.ac.uk/collection/L22/current/TOOL0236/)
National Institute of Oceanography water sampling bottle (http://vocab.nerc.ac.uk/collection/L22/current/TOOL0540/)
National Marine Facilities Microelectrode Oxygen Sensor (http://vocab.nerc.ac.uk/collection/L22/current/TOOL0405/)
National Marine Facilities Sea Systems (NMFSS) Multi-Channel Airgun Seismic Reflection System (http://vocab.nerc.ac.uk/collection/L22/current/TOOL1197/)
National Marine Facilities Sea Systems (NMFSS) Single-Channel Airgun Seismic Reflection System (http://vocab.nerc.ac.uk/collection/L22/current/TOOL1198/)
National Marine Facilities gravity corer (http://vocab.nerc.ac.uk/collection/L22/current/TOOL1175/)
National Marine Facilities piston corer (http://vocab.nerc.ac.uk/collection/L22/current/TOOL1176/)
National Oceanography Centre (NOC) Nitrate and Nitrite v3.2c Lab-On-Chip (LOC) sensor (http://vocab.nerc.ac.uk/collection/L22/current/TOOL1103/)
National Oceanography Centre (NOC) Nitrate and Nitrite v3.3c Lab-On-Chip (LOC) sensor (http://vocab.nerc.ac.uk/collection/L22/current/TOOL1167/)
National Oceanography Centre AESA camera system (http://vocab.nerc.ac.uk/collection/L22/current/TOOL1897/)
National Oceanography Centre Autosub Long Range v1 {ALR} data logger (http://vocab.nerc.ac.uk/collection/L22/current/TOOL1341/)
National Oceanography Centre Autosub Long Range v2 {ALR} data logger (http://vocab.nerc.ac.uk/collection/L22/current/TOOL1515/)
National Oceanography Centre Colorimetric Microfluidic pH sensor (http://vocab.nerc.ac.uk/collection/L22/current/TOOL1129/)
National Oceanography Centre Lab-On-Chip (LOC) Spectrophotometric pH sensor - Rerolle et al. (2012) (http://vocab.nerc.ac.uk/collection/L22/current/TOOL2112/)
National Oceanography Centre Nitrate Sensor SUV6 (http://vocab.nerc.ac.uk/collection/L22/current/TOOL0370/)
National Oceanography Centre Seafloor High Resolution Imaging Platform (http://vocab.nerc.ac.uk/collection/L22/current/TOOL1201/)
National Oceanography Centre Spar Buoy [modified length] {Bubble Buoy} capacitance wave wire buoy (http://vocab.nerc.ac.uk/collection/L22/current/TOOL1325/)
National Oceanography Centre Spar Buoy [standard] capacitance wave wire buoy (http://vocab.nerc.ac.uk/collection/L22/current/TOOL1324/)
National Oceanography Centre WireWall v2 sensor logging and control module (http://vocab.nerc.ac.uk/collection/L22/current/TOOL1647/)
National Oceanography Centre pCO2 optode sensor - Clarke et al. (2017) (http://vocab.nerc.ac.uk/collection/L22/current/TOOL2111/)
National Oceanography Centre torpedo towfish water sampler (http://vocab.nerc.ac.uk/collection/L22/current/TOOL0555/)
Natural Resources Canada, Geological Survey of Canada [custom] Bottom Pressure Recorder (http://vocab.nerc.ac.uk/collection/L22/current/TOOL1652/)
NatureScot [custom] Stereo Baited Remote Underwater Video System (http://vocab.nerc.ac.uk/collection/L22/current/TOOL2050/)
Navico Simrad MX421 {MX Marine MX421} GPS series (http://vocab.nerc.ac.uk/collection/L22/current/TOOL1606/)
Navico Simrad Yachting MX100 global positioning system (http://vocab.nerc.ac.uk/collection/L22/current/TOOL0935/)
Navico Simrad Yachting MX200 global positioning system (http://vocab.nerc.ac.uk/collection/L22/current/TOOL0933/)
Navico Simrad Yachting MX300 global positioning system (http://vocab.nerc.ac.uk/collection/L22/current/TOOL0934/)
Navico Simrad Yachting MX412 differential global positioning system (http://vocab.nerc.ac.uk/collection/L22/current/TOOL0936/)
Navico Simrad Yachting MX420 global positioning system (http://vocab.nerc.ac.uk/collection/L22/current/TOOL0937/)
Navman Jupiter 32 GPS receiver module (http://vocab.nerc.ac.uk/collection/L22/current/TOOL0735/)
Navstar 602D Navigator System (http://vocab.nerc.ac.uk/collection/L22/current/TOOL1857/)
Navy Engineering Lab (NEL) from WHOI design jumbo piston corer (http://vocab.nerc.ac.uk/collection/L22/current/TOOL1560/)
Naxys Ehyd 02345 ethernet hydrophone (http://vocab.nerc.ac.uk/collection/L22/current/TOOL1593/)
Neil Brown MK2 conductivity temperature and depth system (http://vocab.nerc.ac.uk/collection/L22/current/TOOL0144/)
Neil Brown MK3 CTD (http://vocab.nerc.ac.uk/collection/L22/current/TOOL0002/)
Neil Brown MK5 conductivity temperature and depth system (http://vocab.nerc.ac.uk/collection/L22/current/TOOL0431/)
Neil Brown Smart CTD (http://vocab.nerc.ac.uk/collection/L22/current/TOOL0033/)
Neil Brown Smart acoustic current meter (http://vocab.nerc.ac.uk/collection/L22/current/TOOL0835/)
Nereides 300l sample bottle (http://vocab.nerc.ac.uk/collection/L22/current/TOOL0552/)
Netherlands Institute for Applied Geosciences (TNO-NITG) Geodoff flush corer (http://vocab.nerc.ac.uk/collection/L22/current/TOOL1468/)
Neuston net - David (1965) (http://vocab.nerc.ac.uk/collection/L22/current/NETT0113/)
Neuston net - Ellertsen (1977) (http://vocab.nerc.ac.uk/collection/L22/current/NETT0111/)
Neuston net - Lippincott and Thomas (1983) (http://vocab.nerc.ac.uk/collection/L22/current/NETT0110/)
Neuston net - Sconfietti and Cantonati (1990) (http://vocab.nerc.ac.uk/collection/L22/current/NETT0112/)
Neuston net - Willis (1963) (http://vocab.nerc.ac.uk/collection/L22/current/NETT0116/)
Neuston net - Zaitsev (1959, 1970) (http://vocab.nerc.ac.uk/collection/L22/current/NETT0114/)
Neuston sampler - Danielssen and Tveite (1968) (http://vocab.nerc.ac.uk/collection/L22/current/NETT0117/)
Neuston sampler - Sameoto and Jaroszynski (1969) (http://vocab.nerc.ac.uk/collection/L22/current/NETT0118/)
Neuston sampler - Schram et al. (1981) (http://vocab.nerc.ac.uk/collection/L22/current/NETT0119/)
Neyrpic bubbler pressure gauge (http://vocab.nerc.ac.uk/collection/L22/current/TOOL0610/)
Nikon D700 camera (http://vocab.nerc.ac.uk/collection/L22/current/TOOL1937/)
Nikon D800 camera (http://vocab.nerc.ac.uk/collection/L22/current/TOOL1938/)
Nikon D810 camera (http://vocab.nerc.ac.uk/collection/L22/current/TOOL1943/)
Niskin bottle (http://vocab.nerc.ac.uk/collection/L22/current/TOOL0412/)
Non-toxic sea water supply (http://vocab.nerc.ac.uk/collection/L22/current/TOOL0413/)
Nortek Aquadopp 3D Doppler current meter (http://vocab.nerc.ac.uk/collection/L22/current/TOOL0089/)
Nortek Aquadopp 3000 3D Doppler current meter (http://vocab.nerc.ac.uk/collection/L22/current/TOOL0477/)
Nortek Aquadopp 6000 3D Doppler current meter (http://vocab.nerc.ac.uk/collection/L22/current/TOOL0476/)
Nortek Aquadopp Doppler current profiler (http://vocab.nerc.ac.uk/collection/L22/current/TOOL0888/)
Nortek Aquadopp 400 kHz Doppler current profiler (http://vocab.nerc.ac.uk/collection/L22/current/TOOL0392/)
Nortek Aquadopp 600 kHz Doppler current profiler (http://vocab.nerc.ac.uk/collection/L22/current/TOOL0887/)
Nortek Aquadopp IM6000 (inductive modem) 3D Doppler current meter (http://vocab.nerc.ac.uk/collection/L22/current/TOOL1412/)
Nortek Continental Doppler current profiler (http://vocab.nerc.ac.uk/collection/L22/current/TOOL0905/)
Nortek Continental 190 kHz Doppler current profiler (http://vocab.nerc.ac.uk/collection/L22/current/TOOL0904/)
Nortek Continental 470 kHz Doppler current profiler (http://vocab.nerc.ac.uk/collection/L22/current/TOOL0903/)
Nortek Glider1000 AD2CP Acoustic Doppler Current Profiler (http://vocab.nerc.ac.uk/collection/L22/current/TOOL1774/)
Nortek Signature 100 Acoustic Doppler Current Profiler (http://vocab.nerc.ac.uk/collection/L22/current/TOOL1735/)
Nortek Signature 250 acoustic Doppler current profiler (http://vocab.nerc.ac.uk/collection/L22/current/TOOL1474/)
Nortek Signature1000 Acoustic Doppler Current Profiler (http://vocab.nerc.ac.uk/collection/L22/current/TOOL1009/)
Nortek Signature500 Acoustic Doppler Current Profiler (http://vocab.nerc.ac.uk/collection/L22/current/TOOL1010/)
Nortek Signature55 Acoustic Doppler Current Profiler (http://vocab.nerc.ac.uk/collection/L22/current/TOOL1241/)
Nortek Vector 3D Acoustic Velocimeter (http://vocab.nerc.ac.uk/collection/L22/current/TOOL1286/)
Nortek Vectrino 3D Acoustic Velocimeter (http://vocab.nerc.ac.uk/collection/L22/current/TOOL1425/)
Nortek acoustic wave and current profiler (http://vocab.nerc.ac.uk/collection/L22/current/TOOL0898/)
Nortek 1 MHz acoustic wave and current profiler (http://vocab.nerc.ac.uk/collection/L22/current/TOOL0897/)
Nortek 400 kHz acoustic wave and current profiler (http://vocab.nerc.ac.uk/collection/L22/current/TOOL0895/)
Nortek 600 kHz acoustic wave and current profiler (http://vocab.nerc.ac.uk/collection/L22/current/TOOL0896/)
North Pacific standard net - Motoda (1957) (http://vocab.nerc.ac.uk/collection/L22/current/NETT0122/)
Northstar 826 navigation system (http://vocab.nerc.ac.uk/collection/L22/current/TOOL0761/)
Northstar 941X GPS receiver (http://vocab.nerc.ac.uk/collection/L22/current/TOOL0764/)
Northstar 941XD GPS receiver (http://vocab.nerc.ac.uk/collection/L22/current/TOOL0765/)
Northstar 951X GPS receiver (http://vocab.nerc.ac.uk/collection/L22/current/TOOL0766/)
Northstar 952 GPS receiver (http://vocab.nerc.ac.uk/collection/L22/current/TOOL0762/)
Northstar 952X GPS receiver (http://vocab.nerc.ac.uk/collection/L22/current/TOOL0767/)
Northstar 957 SGPS/WAAS receiver (http://vocab.nerc.ac.uk/collection/L22/current/TOOL0763/)
Nu Instruments Attom Enhanced Sensitivity High Resolution Inductively Coupled Plasma Mass Spectrometer (http://vocab.nerc.ac.uk/collection/L22/current/TOOL2166/)
Nu Instruments Perspective Isotope Ratio Mass Spectrometer (http://vocab.nerc.ac.uk/collection/L22/current/TOOL2165/)
Nu Instruments Plasma 1700 High Resolution Multi Collector inductively coupled plasma mass spectrometer (http://vocab.nerc.ac.uk/collection/L22/current/TOOL0516/)
Nu Instruments Plasma I (HR) Multi-Collector Inductively Coupled Plasma Mass Spectrometer (http://vocab.nerc.ac.uk/collection/L22/current/TOOL0522/)
Nu Instruments Plasma II Multi-Collector Inductively Coupled Plasma Mass Spectrometer (http://vocab.nerc.ac.uk/collection/L22/current/TOOL2117/)
Nu Instruments Plasma III Multi-Collector Inductively Coupled Plasma Mass Spectrometer (http://vocab.nerc.ac.uk/collection/L22/current/TOOL2143/)
OCEAN sampler pup net (http://vocab.nerc.ac.uk/collection/L22/current/TOOL0987/)
OCEANO Instruments (MORS Environment) MC 3X0 rotor current meter (http://vocab.nerc.ac.uk/collection/L22/current/TOOL1642/)
ORI nets - Omori (1965) (http://vocab.nerc.ac.uk/collection/L22/current/NETT0131/)
ORI-200 - Omori (1965) (http://vocab.nerc.ac.uk/collection/L22/current/NETT0132/)
ORI-33 - Omori (1965) (http://vocab.nerc.ac.uk/collection/L22/current/NETT0169/)
ORI-C - Omori (1965) (http://vocab.nerc.ac.uk/collection/L22/current/NETT0133/)
ORTEC Gamma-X (GMX) N-type High Purity Germanium (HPGe) Coaxial Radiation Detector series (http://vocab.nerc.ac.uk/collection/L22/current/TOOL1192/)
OSIL Marine Snow Catcher (http://vocab.nerc.ac.uk/collection/L22/current/TOOL0660/)
OSi ORG-815 series optical rain gauges (http://vocab.nerc.ac.uk/collection/L22/current/TOOL0725/)
OSi OWI-430 DSP-WIVIS Present Weather and Visibility Sensor (http://vocab.nerc.ac.uk/collection/L22/current/TOOL0726/)
Observator OMC-116M ultrasonic wind sensor (http://vocab.nerc.ac.uk/collection/L22/current/TOOL1833/)
Ocean Ecology Dual Van Veen Grab (http://vocab.nerc.ac.uk/collection/L22/current/TOOL1535/)
Ocean Ecology Freshwater Housing Camera System (http://vocab.nerc.ac.uk/collection/L22/current/TOOL1534/)
Ocean Imaging Systems Model 3731 Sediment Profiling Camera (http://vocab.nerc.ac.uk/collection/L22/current/TOOL2115/)
Ocean Instruments MC-400 {Hedrick/Marrs} Multi corer (http://vocab.nerc.ac.uk/collection/L22/current/TOOL2007/)
Ocean Instruments MC-800 Multi corer (http://vocab.nerc.ac.uk/collection/L22/current/TOOL2008/)
Ocean Optics HR4000 spectrometer (http://vocab.nerc.ac.uk/collection/L22/current/TOOL0964/)
Ocean Presence Technologies OceanCam OPT-06 FHDE camera (http://vocab.nerc.ac.uk/collection/L22/current/TOOL1945/)
Ocean Presence Technologies OceanCam OPT-06 HDE camera (http://vocab.nerc.ac.uk/collection/L22/current/TOOL1944/)
Ocean Presence Technologies OceanCam OPT-10 camera series (http://vocab.nerc.ac.uk/collection/L22/current/TOOL1946/)
Ocean Research Institute Vertical Muliple Plankton Sampler - Terazaki (1991) (http://vocab.nerc.ac.uk/collection/L22/current/NETT0134/)
Ocean Sonics icListen AF hydrophone (http://vocab.nerc.ac.uk/collection/L22/current/TOOL1504/)
Ocean Sonics icListen HF hydrophone (http://vocab.nerc.ac.uk/collection/L22/current/TOOL0942/)
Ocean Sonics icListen LF hydrophone (http://vocab.nerc.ac.uk/collection/L22/current/TOOL1505/)
Ocean Sonics icListen SC35 ETH smart hydrophone (http://vocab.nerc.ac.uk/collection/L22/current/TOOL1773/)
Ocean-Bottom Instrumentation Consortium (Universities of Durham and Southampton) LC-LJ1 ocean bottom seismograph (http://vocab.nerc.ac.uk/collection/L22/current/TOOL1752/)
OceanData TSG103 thermosalinograph (http://vocab.nerc.ac.uk/collection/L22/current/TOOL0276/)
OceanWaveS WaMoS II 500 waves and surface current radar (http://vocab.nerc.ac.uk/collection/L22/current/TOOL0999/)
Octagon net - Sameoto and Jaroszynski (1976) (http://vocab.nerc.ac.uk/collection/L22/current/NETT0125/)
Ohaus Adventurer Analytical and Precision balances (http://vocab.nerc.ac.uk/collection/L22/current/TOOL1237/)
Oktopus MC8-12 multicorer (http://vocab.nerc.ac.uk/collection/L22/current/TOOL1191/)
Olympus BH2 series system microscope (http://vocab.nerc.ac.uk/collection/L22/current/TOOL0575/)
Olympus C-8080 Wide Zoom camera (http://vocab.nerc.ac.uk/collection/L22/current/TOOL1947/)
Olympus IMT-2 series inverted microscope (http://vocab.nerc.ac.uk/collection/L22/current/TOOL0778/)
Olympus SZX16 stereomicroscope (http://vocab.nerc.ac.uk/collection/L22/current/TOOL1307/)
Omega FP-2541 flow meter (http://vocab.nerc.ac.uk/collection/L22/current/TOOL1635/)
Omega KFH series strain gauge (http://vocab.nerc.ac.uk/collection/L22/current/TOOL0736/)
Omega ON-950 44005 thermistor (http://vocab.nerc.ac.uk/collection/L22/current/TOOL0907/)
Omni Tinytalk TK-0040 temperature recorder (http://vocab.nerc.ac.uk/collection/L22/current/TOOL0182/)
Onset HOBO Pendant MX2201 temperature logger (http://vocab.nerc.ac.uk/collection/L22/current/TOOL1841/)
Onset HOBO Pendant UA-001-08 temperature logger (http://vocab.nerc.ac.uk/collection/L22/current/TOOL1839/)
Onset HOBO Pendant UA-002-64 temperature and light logger (http://vocab.nerc.ac.uk/collection/L22/current/TOOL1840/)
Onset HOBO StowAway TidbiT (TB132) temperature logger (http://vocab.nerc.ac.uk/collection/L22/current/TOOL1996/)
Onset HOBO TidbiT V2 {UTBI-001} temperature logger (http://vocab.nerc.ac.uk/collection/L22/current/TOOL1639/)
Onset HOBO Tidbit MX2203 temperature logger (http://vocab.nerc.ac.uk/collection/L22/current/TOOL1842/)
Onset HOBO U20L water level logger series (http://vocab.nerc.ac.uk/collection/L22/current/TOOL1921/)
Onset HOBO U26-001 Dissolved Oxygen Data Logger (http://vocab.nerc.ac.uk/collection/L22/current/TOOL1810/)
Opening-closing Bongo net - McGowan and Brown (1966) (http://vocab.nerc.ac.uk/collection/L22/current/NETT0011/)
Opening-closing Tucker Trawl - Davis and Barham (1969) (http://vocab.nerc.ac.uk/collection/L22/current/NETT0162/)
Opening-closing mechanism for plankton nets - Bourdillon et al. (1978) (http://vocab.nerc.ac.uk/collection/L22/current/NETT0126/)
Opening-closing net - Hoyle (1889) (http://vocab.nerc.ac.uk/collection/L22/current/NETT0127/)
Opening-closing net system - Leavitt (1935, 1938) (http://vocab.nerc.ac.uk/collection/L22/current/NETT0128/)
Operational Land Image (http://vocab.nerc.ac.uk/collection/L22/current/TOOL1038/)
Optical Spectrograph and infrared Imager System (http://vocab.nerc.ac.uk/collection/L22/current/TOOL1040/)
Oregon State University Ocean Mixing Group ChiPod temperature microstructure profiler (http://vocab.nerc.ac.uk/collection/L22/current/TOOL1230/)
Orolia Spectracom Netclock 9383 GPS clock synchroniser (http://vocab.nerc.ac.uk/collection/L22/current/TOOL1609/)
Orolia Spectracom SecureSync clock synchroniser (http://vocab.nerc.ac.uk/collection/L22/current/TOOL1618/)
Ott chart float tide gauge (http://vocab.nerc.ac.uk/collection/L22/current/TOOL0097/)
Ott magnetic float tide gauge (http://vocab.nerc.ac.uk/collection/L22/current/TOOL0099/)
Ott optical float tide gauge (http://vocab.nerc.ac.uk/collection/L22/current/TOOL0098/)
Ott pneumatic tide gauge (http://vocab.nerc.ac.uk/collection/L22/current/TOOL0016/)
Ozone Monitoring Instrument (http://vocab.nerc.ac.uk/collection/L22/current/TOOL1039/)
PDZ Europa 20-20 isotope ratio mass spectrometer (http://vocab.nerc.ac.uk/collection/L22/current/TOOL0944/)
PDZ Europa ANCA-GSL elemental analyser (http://vocab.nerc.ac.uk/collection/L22/current/TOOL0943/)
PML-Dartcom Live pCO2 (http://vocab.nerc.ac.uk/collection/L22/current/TOOL2066/)
PNI Sensor Corporation TCM 2.6 (3-axis tilt-compensated) electronic compass (http://vocab.nerc.ac.uk/collection/L22/current/TOOL1663/)
PNI Tilt Compensated 3-Axis Compass Module TCM 2.5 (http://vocab.nerc.ac.uk/collection/L22/current/TOOL1022/)
PNS neuston net - Zaitsev (1961, 1970) (http://vocab.nerc.ac.uk/collection/L22/current/NETT0145/)
Pacific Gyre Globeacon GPS receiver (http://vocab.nerc.ac.uk/collection/L22/current/TOOL1899/)
Packard Bioscience Tri-carb 2900 TR liquid scintillation counter (http://vocab.nerc.ac.uk/collection/L22/current/TOOL1845/)
Paine 1600 PSIA pressure sensor (http://vocab.nerc.ac.uk/collection/L22/current/TOOL0839/)
Paine 3000 PSIA pressure sensor (http://vocab.nerc.ac.uk/collection/L22/current/TOOL0838/)
Pall AcroPak 200 filter cartridge (http://vocab.nerc.ac.uk/collection/L22/current/TOOL0420/)
PanGeo Subsea Acoustic Corer (AC) (http://vocab.nerc.ac.uk/collection/L22/current/TOOL1480/)
PanGeo Subsea Sub-Bottom Imager (SBI) sub-bottom profiler (http://vocab.nerc.ac.uk/collection/L22/current/TOOL1479/)
Panalytical PW2404 wavelength-dispersive sequential X-ray spectrometer (http://vocab.nerc.ac.uk/collection/L22/current/TOOL1546/)
Panasonic AK-HC1500G camera (http://vocab.nerc.ac.uk/collection/L22/current/TOOL1948/)
Panasonic BB-HCM580 camera (http://vocab.nerc.ac.uk/collection/L22/current/TOOL1949/)
Panasonic KX-HCM280 camera (http://vocab.nerc.ac.uk/collection/L22/current/TOOL1950/)
Panasonic WV-SC384 (HD dome) network camera (http://vocab.nerc.ac.uk/collection/L22/current/TOOL1969/)
Parachute net - Wheeler (1941) (http://vocab.nerc.ac.uk/collection/L22/current/NETT0135/)
Paroscientific Digiquartz depth sensors (http://vocab.nerc.ac.uk/collection/L22/current/TOOL0931/)
Paroscientific 410K Pressure Transducer (http://vocab.nerc.ac.uk/collection/L22/current/TOOL0403/)
Paroscientific 415K Pressure Transducer (http://vocab.nerc.ac.uk/collection/L22/current/TOOL0475/)
Paroscientific MET4A (fan-aspirated) meteorological measurement system (http://vocab.nerc.ac.uk/collection/L22/current/TOOL2082/)
Partrac Voyager II Benthic Annular Flume (http://vocab.nerc.ac.uk/collection/L22/current/TOOL1289/)
Perfluoroalkoxy pipe air sampler (http://vocab.nerc.ac.uk/collection/L22/current/TOOL1012/)
PerkinElmer 2400 Series II CHNS and O elemental analyser (http://vocab.nerc.ac.uk/collection/L22/current/TOOL0908/)
PerkinElmer AAnalyst 800 atomic absorption spectrometer (http://vocab.nerc.ac.uk/collection/L22/current/TOOL0468/)
PerkinElmer AS 93plus autosampler (http://vocab.nerc.ac.uk/collection/L22/current/TOOL0485/)
PerkinElmer Model 204 fluorescence spectrophotometer (http://vocab.nerc.ac.uk/collection/L22/current/TOOL0534/)
PerkinElmer Model LAMBDA series 25 spectrophotometer (http://vocab.nerc.ac.uk/collection/L22/current/TOOL0946/)
PerkinElmer Model LAMBDA series 35 spectrophotometer (http://vocab.nerc.ac.uk/collection/L22/current/TOOL0947/)
PerkinElmer Model LAMBDA series 45 spectrophotometer (http://vocab.nerc.ac.uk/collection/L22/current/TOOL0948/)
PerkinElmer NexION 5000 multi-quadrupole inductively coupled plasma mass spectrometer (http://vocab.nerc.ac.uk/collection/L22/current/TOOL2180/)
PerkinElmer Optima 3000 inductively coupled plasma optical emission spectrometer (http://vocab.nerc.ac.uk/collection/L22/current/TOOL1983/)
PerkinElmer Optima 4300 DV inductively coupled plasma optical emission spectrometer (http://vocab.nerc.ac.uk/collection/L22/current/TOOL0484/)
PerkinElmer Tri-Carb 2100TR low activity liquid scintillation analyser (http://vocab.nerc.ac.uk/collection/L22/current/TOOL1013/)
PerkinElmer Tri-Carb 2910TR low activity liquid scintillation counter (http://vocab.nerc.ac.uk/collection/L22/current/TOOL1300/)
PerkinElmer Tri-Carb 3100TR low activity liquid scintillation analyser (http://vocab.nerc.ac.uk/collection/L22/current/TOOL0820/)
PerkinElmer Tri-Carb 3110TR low activity liquid scintillation analyser (http://vocab.nerc.ac.uk/collection/L22/current/TOOL0518/)
PerkinElmer Tri-Carb 3180TR/SL liquid scintillation counter (http://vocab.nerc.ac.uk/collection/L22/current/TOOL1846/)
PerkinElmer Wallac 1414 WinSpectral (DSA) liquid scintillation counter (http://vocab.nerc.ac.uk/collection/L22/current/TOOL2069/)
Peterson Indented Rotating Sphere Sediment Trap (http://vocab.nerc.ac.uk/collection/L22/current/TOOL0917/)
Phased Array type L-band Synthetic Aperture Radar (http://vocab.nerc.ac.uk/collection/L22/current/TOOL1041/)
Photo Research PR-650 SpectraScan Spectroradiometer (http://vocab.nerc.ac.uk/collection/L22/current/TOOL1461/)
Picarro G2301 gas analyser (http://vocab.nerc.ac.uk/collection/L22/current/TOOL1918/)
Picarro G2401 gas analyser (http://vocab.nerc.ac.uk/collection/L22/current/TOOL1677/)
Picarro L1102-i Isotopic Water Liquid analyser (http://vocab.nerc.ac.uk/collection/L22/current/TOOL0525/)
Picarro L2130-I deltaD/delta18O Isotopic Water analyser (http://vocab.nerc.ac.uk/collection/L22/current/TOOL0517/)
Pico Technology PT-104 platinum resistance data logger (http://vocab.nerc.ac.uk/collection/L22/current/TOOL0727/)
Pico Technology SE012 temperature sensor (http://vocab.nerc.ac.uk/collection/L22/current/TOOL0844/)
Plankton Analytics Pi-10 Plankton Imager (http://vocab.nerc.ac.uk/collection/L22/current/TOOL1844/)
Plankton pump sampler (http://vocab.nerc.ac.uk/collection/L22/current/NETT0173/)
Plankton purse seine - Murphy and Clutter (1972) (http://vocab.nerc.ac.uk/collection/L22/current/NETT0138/)
Plankton-Bar - Tonolli (1951) (http://vocab.nerc.ac.uk/collection/L22/current/NETT0140/)
Planktonbenthos dredge - Beauchamp (1932) (http://vocab.nerc.ac.uk/collection/L22/current/NETT0141/)
Planktonbenthos sampler - Hensen (1895) (http://vocab.nerc.ac.uk/collection/L22/current/NETT0142/)
Plessey 4310 sound velocity profiler (http://vocab.nerc.ac.uk/collection/L22/current/TOOL1886/)
Plessey 4500 temperature sensor (http://vocab.nerc.ac.uk/collection/L22/current/TOOL1826/)
Plessey 4600 pressure sensor (http://vocab.nerc.ac.uk/collection/L22/current/TOOL1827/)
Plessey 5175 oxygen sensor (http://vocab.nerc.ac.uk/collection/L22/current/TOOL1887/)
Plessey 5185 pH sensor (http://vocab.nerc.ac.uk/collection/L22/current/TOOL1888/)
Plessey 6500 conductivity sensor (http://vocab.nerc.ac.uk/collection/L22/current/TOOL1828/)
Plessey 9400 CTD (http://vocab.nerc.ac.uk/collection/L22/current/TOOL0009/)
Plessey Environmental Systems 6230N bench salinometer (http://vocab.nerc.ac.uk/collection/L22/current/TOOL0241/)
Plessey recording current meter model 9021 (http://vocab.nerc.ac.uk/collection/L22/current/TOOL0577/)
Plessey recording current meter model M021 (http://vocab.nerc.ac.uk/collection/L22/current/TOOL0578/)
Plessey underwater radiometer (http://vocab.nerc.ac.uk/collection/L22/current/TOOL0574/)
Plummet net - Hovekamp ; Daly [personal communication to Wiebe and Benfield] (http://vocab.nerc.ac.uk/collection/L22/current/NETT0143/)
Plummet net type II - Hovekamp (1989) and Daly [personal communication to Wiebe and Benfield] (http://vocab.nerc.ac.uk/collection/L22/current/NETT0144/)
Plymouth Marine Laboratory 63-um Bongo net (http://vocab.nerc.ac.uk/collection/L22/current/TOOL0983/)
Plymouth Marine Laboratory Aiken CTD (http://vocab.nerc.ac.uk/collection/L22/current/TOOL0450/)
Plymouth Marine Laboratory Interfacial Sampler (http://vocab.nerc.ac.uk/collection/L22/current/TOOL0546/)
Plymouth Marine Laboratory Near-Surface Sampling Device (http://vocab.nerc.ac.uk/collection/L22/current/TOOL0548/)
Plymouth Marine Laboratory [custom] waveguide nutrient analyser (http://vocab.nerc.ac.uk/collection/L22/current/TOOL1716/)
Plymouth Marine Laboratory automated Winkler titration system (http://vocab.nerc.ac.uk/collection/L22/current/TOOL1145/)
Plymouth Marine Laboratory twin WP-2 Bongo net (http://vocab.nerc.ac.uk/collection/L22/current/TOOL0982/)
Plymouth University Flow Injection Chemiluminescence system with Hamamatsu H8259 photon counting head (http://vocab.nerc.ac.uk/collection/L22/current/TOOL1223/)
Point Grey Grasshopper GRAS-14S3M/C camera (http://vocab.nerc.ac.uk/collection/L22/current/TOOL2053/)
Point quadrat (http://vocab.nerc.ac.uk/collection/L22/current/TOOL0818/)
Polarisation and Directionality of the Earth's Reflectances (http://vocab.nerc.ac.uk/collection/L22/current/TOOL1042/)
Polycarbonate water bottle (http://vocab.nerc.ac.uk/collection/L22/current/TOOL1466/)
Polypropylene 10L surface sample bottle (http://vocab.nerc.ac.uk/collection/L22/current/TOOL0542/)
Poseidon-2 (http://vocab.nerc.ac.uk/collection/L22/current/TOOL1044/)
Poseidon-3 (http://vocab.nerc.ac.uk/collection/L22/current/TOOL1045/)
PreSens OXY-10 Mini oxygen meter (http://vocab.nerc.ac.uk/collection/L22/current/TOOL1144/)
Precision Measurement Engineering SCAMP microstructure profiler (http://vocab.nerc.ac.uk/collection/L22/current/TOOL0473/)
Precision Measurement Engineering miniDOT data logger (http://vocab.nerc.ac.uk/collection/L22/current/TOOL1901/)
Precision Measurement Engineering miniPAR (submersible) data logger (http://vocab.nerc.ac.uk/collection/L22/current/TOOL1784/)
Pro-Oceanus CO2-Pro Atmosphere pCO2 sensor (http://vocab.nerc.ac.uk/collection/L22/current/TOOL1780/)
Pro-Oceanus CO2-Pro CV submersible pCO2 sensor (http://vocab.nerc.ac.uk/collection/L22/current/TOOL1732/)
Pro-Oceanus CO2-Pro submersible pCO2 sensor (http://vocab.nerc.ac.uk/collection/L22/current/TOOL1119/)
Pro-Oceanus GTD-Pro dissolved gas sensor (http://vocab.nerc.ac.uk/collection/L22/current/TOOL0679/)
Pro-Oceanus GTD-Pro dissolved gas sensor (http://vocab.nerc.ac.uk/collection/L22/current/TOOL1920/)
Pro-Oceanus HGTD-Pro {Hurricane} dissolved gas sensor (http://vocab.nerc.ac.uk/collection/L22/current/TOOL1426/)
Pro-Oceanus Mini CH4 submersible pCH4 sensor (http://vocab.nerc.ac.uk/collection/L22/current/TOOL1242/)
Pro-Oceanus Mini CO2 submersible pCO2 analyser (http://vocab.nerc.ac.uk/collection/L22/current/TOOL1319/)
Pro-Oceanus Mini TDGP submersible dissolved gas sensor (http://vocab.nerc.ac.uk/collection/L22/current/TOOL1542/)
Proudman Oceanographic Laboratory 1MHz ADCP (http://vocab.nerc.ac.uk/collection/L22/current/TOOL0600/)
Proudman Oceanographic Laboratory 250kHz ADCP (http://vocab.nerc.ac.uk/collection/L22/current/TOOL0599/)
Proudman Oceanographic Laboratory 75kHz ADCP (http://vocab.nerc.ac.uk/collection/L22/current/TOOL0598/)
Pumped multiple sample collection system - Yamazi (1960) (http://vocab.nerc.ac.uk/collection/L22/current/NETT0146/)
Pyrex borosilicate water bottle (http://vocab.nerc.ac.uk/collection/L22/current/TOOL1467/)
Qiagen TissueLyser II Tissue processor (http://vocab.nerc.ac.uk/collection/L22/current/TOOL1914/)
Quadrat (http://vocab.nerc.ac.uk/collection/L22/current/TOOL0817/)
R.M. Young 04106 Wind Monitor JR (marine) anemometer (http://vocab.nerc.ac.uk/collection/L22/current/TOOL1428/)
R.M. Young 05103 Wind Monitor 10A anemometer (http://vocab.nerc.ac.uk/collection/L22/current/TOOL1429/)
R.M. Young 05103 Wind Monitor anemometer (http://vocab.nerc.ac.uk/collection/L22/current/TOOL0260/)
R.M. Young 05106 Wind Monitor MA anemometer (http://vocab.nerc.ac.uk/collection/L22/current/TOOL0195/)
R.M. Young 05305 Wind Monitor-AQ anemometer (http://vocab.nerc.ac.uk/collection/L22/current/TOOL0220/)
R.M. Young 32500 (electronic) magnetic compass (http://vocab.nerc.ac.uk/collection/L22/current/TOOL1327/)
R.M. Young 41342 temperature probe (http://vocab.nerc.ac.uk/collection/L22/current/TOOL1516/)
R.M. Young 41372 hygrometer (http://vocab.nerc.ac.uk/collection/L22/current/TOOL1517/)
R.M. Young 41382 relative humidity and temperature probe (http://vocab.nerc.ac.uk/collection/L22/current/TOOL1000/)
R.M. Young 50201 precipitation gauge (http://vocab.nerc.ac.uk/collection/L22/current/TOOL1532/)
R.M. Young 50202 precipitation gauge (http://vocab.nerc.ac.uk/collection/L22/current/TOOL0671/)
R.M. Young 522 series tipping bucket raingauge (http://vocab.nerc.ac.uk/collection/L22/current/TOOL0648/)
R.M. Young 61302 barometric pressure sensor (http://vocab.nerc.ac.uk/collection/L22/current/TOOL1001/)
R.M. Young 61402V barometer (http://vocab.nerc.ac.uk/collection/L22/current/TOOL2027/)
R.M. Young 85000 ultrasonic anemometer (http://vocab.nerc.ac.uk/collection/L22/current/TOOL1518/)
R.M. Young 85004 (heated) ultrasonic anemometer (http://vocab.nerc.ac.uk/collection/L22/current/TOOL2081/)
R.M. Young 85106 ultrasonic anemometer (http://vocab.nerc.ac.uk/collection/L22/current/TOOL1519/)
R.M. Young 86000 ultrasonic anemometer (http://vocab.nerc.ac.uk/collection/L22/current/TOOL1739/)
R.M. Young 86106 ultrasonic anemometer (http://vocab.nerc.ac.uk/collection/L22/current/TOOL1520/)
R.M. Young 92000 ResponseONE weather transmitter (http://vocab.nerc.ac.uk/collection/L22/current/TOOL2010/)
R2Sonic SONIC 2020 wideband multibeam echosounder (http://vocab.nerc.ac.uk/collection/L22/current/TOOL2136/)
R2Sonic SONIC 2022 wideband multibeam echosounder (http://vocab.nerc.ac.uk/collection/L22/current/TOOL1491/)
R2Sonic SONIC 2024 wideband multibeam echosounder (http://vocab.nerc.ac.uk/collection/L22/current/TOOL1281/)
RAPID ISOMAP-UK manual water sampler (http://vocab.nerc.ac.uk/collection/L22/current/TOOL0557/)
RBR Cervata (submersible) data logger (http://vocab.nerc.ac.uk/collection/L22/current/TOOL1653/)
RBR Coda T.ODO Temperature and Dissolved Oxygen Sensor (http://vocab.nerc.ac.uk/collection/L22/current/TOOL1717/)
RBR Concerto APT Accelerometer and Bottom Pressure Recorder (http://vocab.nerc.ac.uk/collection/L22/current/TOOL1353/)
RBR Concerto CTD (http://vocab.nerc.ac.uk/collection/L22/current/TOOL0856/)
RBR DR-1050 depth recorder (http://vocab.nerc.ac.uk/collection/L22/current/TOOL0169/)
RBR DUO 3-CT (submersible) CT logger (http://vocab.nerc.ac.uk/collection/L22/current/TOOL1395/)
RBR DUO CT (submersible) CT logger series (http://vocab.nerc.ac.uk/collection/L22/current/TOOL1396/)
RBR Legato3 CTD (http://vocab.nerc.ac.uk/collection/L22/current/TOOL1745/)
RBR Maestro3 Multiparameter logger system (http://vocab.nerc.ac.uk/collection/L22/current/TOOL1718/)
RBR Quartz 3 APT Accelerometer and Bottom Pressure Recorder (http://vocab.nerc.ac.uk/collection/L22/current/TOOL1805/)
RBR Quartz 3 BPR Zero bottom pressure recorder (http://vocab.nerc.ac.uk/collection/L22/current/TOOL1909/)
RBR Quartz 3 BPR bottom pressure recorder (http://vocab.nerc.ac.uk/collection/L22/current/TOOL1431/)
RBR Solo D (submersible) pressure logger series (http://vocab.nerc.ac.uk/collection/L22/current/TOOL1398/)
RBR Solo T Temperature logger (http://vocab.nerc.ac.uk/collection/L22/current/TOOL1024/)
RBR Solo3 D (submersible) pressure logger (http://vocab.nerc.ac.uk/collection/L22/current/TOOL1397/)
RBR TDR-2050 underwater temperature logger (http://vocab.nerc.ac.uk/collection/L22/current/TOOL0054/)
RBR TGR-1050P submersible tide gauge (http://vocab.nerc.ac.uk/collection/L22/current/TOOL0387/)
RBR TGR-2050 submersible tide gauge (http://vocab.nerc.ac.uk/collection/L22/current/TOOL0809/)
RBR TR-1050 underwater temperature logger (http://vocab.nerc.ac.uk/collection/L22/current/TOOL0055/)
RBR TR-1060P Temperature Logger (http://vocab.nerc.ac.uk/collection/L22/current/TOOL0728/)
RBR TWR-2050 Submersible Tide and Wave Recorder (http://vocab.nerc.ac.uk/collection/L22/current/TOOL0729/)
RBR Virtuoso (single channel) data logger (http://vocab.nerc.ac.uk/collection/L22/current/TOOL1506/)
RBR Virtuoso 3 (submersible) data logger (http://vocab.nerc.ac.uk/collection/L22/current/TOOL1430/)
RBR XR-420 CTD Marine (http://vocab.nerc.ac.uk/collection/L22/current/TOOL0053/)
RBR XR-620 CTD Profiler (http://vocab.nerc.ac.uk/collection/L22/current/TOOL0730/)
RBR XX-105 {TPOD} (submersible) temperature logger (http://vocab.nerc.ac.uk/collection/L22/current/TOOL1399/)
RBR argo3 CTD (http://vocab.nerc.ac.uk/collection/L22/current/TOOL2012/)
RBR argo3 deep6k CTD (http://vocab.nerc.ac.uk/collection/L22/current/TOOL2013/)
RBR duet 3 temperature and depth logger (http://vocab.nerc.ac.uk/collection/L22/current/TOOL1908/)
RBR quadrante radiometer (http://vocab.nerc.ac.uk/collection/L22/current/TOOL2164/)
RBR tridente scattering fluorescence sensor (http://vocab.nerc.ac.uk/collection/L22/current/TOOL2149/)
RD200A echosounder (http://vocab.nerc.ac.uk/collection/L22/current/TOOL0273/)
ROS Inspector HD video camera (http://vocab.nerc.ac.uk/collection/L22/current/TOOL1991/)
RPS MetOcean CM 04 PUV current meter (http://vocab.nerc.ac.uk/collection/L22/current/TOOL0958/)
RPS MetOcean CM 04 current meter (http://vocab.nerc.ac.uk/collection/L22/current/TOOL0957/)
RS Aqua WaveRadar Rex {Rosemount} wave and sea level sensor (http://vocab.nerc.ac.uk/collection/L22/current/TOOL0361/)
RS Pro RS52 Digital Thermometer (http://vocab.nerc.ac.uk/collection/L22/current/TOOL2076/)
RST Instruments thermistor strings series (http://vocab.nerc.ac.uk/collection/L22/current/TOOL2182/)
Radar Altimeter (http://vocab.nerc.ac.uk/collection/L22/current/TOOL1046/)
Radar Altimeter 2 (http://vocab.nerc.ac.uk/collection/L22/current/TOOL1047/)
Radar Water Level Recorder (http://vocab.nerc.ac.uk/collection/L22/current/TOOL0331/)
Rauschert dredge (http://vocab.nerc.ac.uk/collection/L22/current/NETT0186/)
Raven Starlink Invicta 210S global positioning system (http://vocab.nerc.ac.uk/collection/L22/current/TOOL0899/)
Raytheon DSN-450 Doppler speed log (http://vocab.nerc.ac.uk/collection/L22/current/TOOL1628/)
Raytheon RD500 singlebeam echosounder (http://vocab.nerc.ac.uk/collection/L22/current/TOOL0770/)
Raytheon Raychart 320 GPS (http://vocab.nerc.ac.uk/collection/L22/current/TOOL0769/)
Raytheon Raymarine V820 singlebeam echosounder (http://vocab.nerc.ac.uk/collection/L22/current/TOOL0771/)
Raytheon Raynav 300 GPS (http://vocab.nerc.ac.uk/collection/L22/current/TOOL0768/)
Raytheon Standard 22 gyrocompass (http://vocab.nerc.ac.uk/collection/L22/current/TOOL1700/)
Raytheon Standard MF 30 gyrocompass (http://vocab.nerc.ac.uk/collection/L22/current/TOOL1829/)
Raytheon Standard STD20 gyrocompass (http://vocab.nerc.ac.uk/collection/L22/current/TOOL1821/)
ReefNet Sensus Ultra (http://vocab.nerc.ac.uk/collection/L22/current/TOOL0731/)
Reeve net - Reeve (1981) (http://vocab.nerc.ac.uk/collection/L22/current/NETT0147/)
Ref Tek 130-01 broadband seismic recorder (http://vocab.nerc.ac.uk/collection/L22/current/TOOL1594/)
Remote Measurement and Research Co. Portable Radiation Package model 1 (http://vocab.nerc.ac.uk/collection/L22/current/TOOL0912/)
Remote Measurements and Research Company Remote Ocean Surface Radiometer (http://vocab.nerc.ac.uk/collection/L22/current/TOOL1694/)
Rockland Scientific FP07-38 microstructure thermistor (http://vocab.nerc.ac.uk/collection/L22/current/TOOL0641/)
Rockland Scientific Geo-electro magnetic current meter (GEMCM) (http://vocab.nerc.ac.uk/collection/L22/current/TOOL0643/)
Rockland Scientific MicroRider-1000 turbulence microstructure profiler (http://vocab.nerc.ac.uk/collection/L22/current/TOOL1232/)
Rockland Scientific SPM-38 velocity shear probe (http://vocab.nerc.ac.uk/collection/L22/current/TOOL0642/)
Rockland Scientific Vertical Microstructure Profiler (VMP) 2000 (http://vocab.nerc.ac.uk/collection/L22/current/TOOL0864/)
Rockland Scientific Vertical Microstructure Profiler (VMP) 5500 (http://vocab.nerc.ac.uk/collection/L22/current/TOOL0639/)
Rockland Scientific Vertical Microstructure Profiler (VMP) 6000 (http://vocab.nerc.ac.uk/collection/L22/current/TOOL1150/)
Rockland Scientific Vertical Microstructure Profiler VMP 500 (http://vocab.nerc.ac.uk/collection/L22/current/TOOL0576/)
Rockwell Collins PLGR 96 global positioning receiver (http://vocab.nerc.ac.uk/collection/L22/current/TOOL0882/)
Rosemount ST2401 temperature probe (http://vocab.nerc.ac.uk/collection/L22/current/TOOL0808/)
Rosette-Controlled Tucker Trawl system - Burd and Thompson (1993) (http://vocab.nerc.ac.uk/collection/L22/current/NETT0157/)
Rotronic AG HC-S3 XT temperature and humidity probe (http://vocab.nerc.ac.uk/collection/L22/current/TOOL1432/)
Rotronic AG HygroClip2 HC2-S3 L temperature and humidity probe (http://vocab.nerc.ac.uk/collection/L22/current/TOOL1328/)
Rotronic Hygroclip 2 {HC2} temperature and humidity probe series (http://vocab.nerc.ac.uk/collection/L22/current/TOOL1641/)
Rotronic Hygromer MP101 A temperature and humidity probe (http://vocab.nerc.ac.uk/collection/L22/current/TOOL1605/)
Rotronic Instruments Hygromet (MP1xxH) humidity and temperature probe series (http://vocab.nerc.ac.uk/collection/L22/current/TOOL0618/)
Rotronic Hygromet MP102H temperature and humidity probe (http://vocab.nerc.ac.uk/collection/L22/current/TOOL0494/)
Rotronic Hygromet MP402H temperature and humidity probe (http://vocab.nerc.ac.uk/collection/L22/current/TOOL0495/)
Rotronic Instruments MP1xxA humidity and temperature probe series (http://vocab.nerc.ac.uk/collection/L22/current/TOOL0617/)
Rotronic Instruments MP103A humidity and temperature probe (http://vocab.nerc.ac.uk/collection/L22/current/TOOL0399/)
Rough Bottom Otter Trawl (http://vocab.nerc.ac.uk/collection/L22/current/NETT0183/)
Ruthern Instruments marine pH monitor (http://vocab.nerc.ac.uk/collection/L22/current/TOOL0200/)
SAIV SD-204 CTD (http://vocab.nerc.ac.uk/collection/L22/current/TOOL0180/)
SAMS C18 high performance liquid chromatograph and fluorometric detector (http://vocab.nerc.ac.uk/collection/L22/current/TOOL0829/)
SCanning Imaging Absorption spectroMeter for Atmospheric CHartographY (http://vocab.nerc.ac.uk/collection/L22/current/TOOL1048/)
SEA SWATHplus-H multibeam echosounder (http://vocab.nerc.ac.uk/collection/L22/current/TOOL1490/)
SEAL Analytical QuAAtro Autoanalyser (http://vocab.nerc.ac.uk/collection/L22/current/TOOL0511/)
SEBAPULS 20 radar water level recorder (http://vocab.nerc.ac.uk/collection/L22/current/TOOL0094/)
SEBAPULS 30 radar water level recorder (http://vocab.nerc.ac.uk/collection/L22/current/TOOL0095/)
SEBAPULS 70 radar water level recorder (http://vocab.nerc.ac.uk/collection/L22/current/TOOL0096/)
SIDUS Solutions SS429DN IP camera system (http://vocab.nerc.ac.uk/collection/L22/current/TOOL1970/)
SIS Dissolved Oxygen Analyser (http://vocab.nerc.ac.uk/collection/L22/current/TOOL0630/)
SKALAR SA 4000 segmented-flow autoanalyser (http://vocab.nerc.ac.uk/collection/L22/current/TOOL1989/)
SMC (ship motion control) IMU-108 motion sensor (http://vocab.nerc.ac.uk/collection/L22/current/TOOL1793/)
SMRU Fastloc GSM {GSMDL} GPS phone tag (http://vocab.nerc.ac.uk/collection/L22/current/TOOL1523/)
SMRU GPS Satellite Relay Data Logger (Argos) (http://vocab.nerc.ac.uk/collection/L22/current/TOOL0873/)
SMRU Ltd CTD-Satellite Relay Data Logger 9000 (http://vocab.nerc.ac.uk/collection/L22/current/TOOL0446/)
SMRU Ltd CTD/Fluorometer Satellite Relay Data Logger (http://vocab.nerc.ac.uk/collection/L22/current/TOOL0720/)
SMRU Ltd Satellite Relay Data Logger (http://vocab.nerc.ac.uk/collection/L22/current/TOOL2125/)
SMRU Ltd Satellite Relay Data Logger 9000x (http://vocab.nerc.ac.uk/collection/L22/current/TOOL0719/)
SPX Bran+Luebbe colorimetric Autoanalyser 3 (http://vocab.nerc.ac.uk/collection/L22/current/TOOL0497/)
Saab R5 Supreme Mk II navigation system (http://vocab.nerc.ac.uk/collection/L22/current/TOOL1791/)
Safran BlueNaute gyrocompass, attitude and heading reference system series (http://vocab.nerc.ac.uk/collection/L22/current/TOOL1830/)
Sage Science BluePippin DNA size selection device (http://vocab.nerc.ac.uk/collection/L22/current/TOOL1742/)
Sartorius ME 5 Micro-Balance (http://vocab.nerc.ac.uk/collection/L22/current/TOOL1725/)
Satlantic FIRe system - Fluorescence Induction and Relaxation of Emission Spectrometer (http://vocab.nerc.ac.uk/collection/L22/current/TOOL0860/)
Satlantic Hyperspectral Surface Acquisition System (HyperSAS) radiometer (http://vocab.nerc.ac.uk/collection/L22/current/TOOL1334/)
Satlantic ISUS V2 Nitrate Sensor (http://vocab.nerc.ac.uk/collection/L22/current/TOOL0135/)
Satlantic MBARI-ISUS-X V2 ultraviolet spectrophotometer (http://vocab.nerc.ac.uk/collection/L22/current/TOOL1507/)
Satlantic Micro Surface Acquisition System (MicroSAS) radiometer (http://vocab.nerc.ac.uk/collection/L22/current/TOOL0398/)
Satlantic Submersible Ultraviolet Nitrate Analyser (SUNA) (http://vocab.nerc.ac.uk/collection/L22/current/TOOL0489/)
Satlantic {Sea-Bird} HyperOCR spectroradiometer series (http://vocab.nerc.ac.uk/collection/L22/current/TOOL1117/)
Satlantic {Sea-Bird} ISUS V3 Nitrate Sensor (http://vocab.nerc.ac.uk/collection/L22/current/TOOL0528/)
Satlantic {Sea-Bird} OCR-504 multispectral radiometer (http://vocab.nerc.ac.uk/collection/L22/current/TOOL0625/)
Satlantic {Sea-Bird} OCR-507 ICSA multispectral radiometer (http://vocab.nerc.ac.uk/collection/L22/current/TOOL2146/)
Satlantic {Sea-Bird} OCR-507 ICSW multispectral radiometer (http://vocab.nerc.ac.uk/collection/L22/current/TOOL2147/)
Satlantic {Sea-Bird} OCR-507 multispectral radiometer (http://vocab.nerc.ac.uk/collection/L22/current/TOOL0442/)
Satlantic {Sea-Bird} Photosynthetically Active Radiation sensor (http://vocab.nerc.ac.uk/collection/L22/current/TOOL0973/)
Satlantic {Sea-Bird} SeaFET V1 pH sensor (http://vocab.nerc.ac.uk/collection/L22/current/TOOL1292/)
Satlantic {Sea-Bird} SeaFET V2 (shallow) pH sensor (http://vocab.nerc.ac.uk/collection/L22/current/TOOL1293/)
Satlantic {Sea-Bird} Submersible Ultraviolet Nitrate Analyser V2 (SUNA V2) nutrient analyser series (http://vocab.nerc.ac.uk/collection/L22/current/TOOL1562/)
Satlantic {Sea-Bird} free-falling optical profiler series (http://vocab.nerc.ac.uk/collection/L22/current/TOOL1470/)
Scanning Multichannel Microwave Radiometer (http://vocab.nerc.ac.uk/collection/L22/current/TOOL1050/)
Schott borosilicate water bottle (http://vocab.nerc.ac.uk/collection/L22/current/TOOL1465/)
Scientific Computer Instruments RaDeCC delayed coincidence counting system (http://vocab.nerc.ac.uk/collection/L22/current/TOOL1243/)
Scientific Fishery Systems SciFish 2100 A (Split-beam) echosounder (http://vocab.nerc.ac.uk/collection/L22/current/TOOL1442/)
Scientific Fishery Systems SciFish 2100 B (Broadband) echosounder (http://vocab.nerc.ac.uk/collection/L22/current/TOOL1443/)
Scientific Fishery Systems SciFish 2100 C (Multi-frequency) echosounder (http://vocab.nerc.ac.uk/collection/L22/current/TOOL1444/)
Scientific Fishery Systems SciFish 2100 D (Combined) echosounder (http://vocab.nerc.ac.uk/collection/L22/current/TOOL1445/)
Scotia closing plankton net - Bruce (1904) (http://vocab.nerc.ac.uk/collection/L22/current/NETT0151/)
Scottish Marine Biological Association box corer (http://vocab.nerc.ac.uk/collection/L22/current/TOOL2029/)
Scripps Institution of Oceanography Hydrographic Doppler Sonar System (http://vocab.nerc.ac.uk/collection/L22/current/TOOL0884/)
Scripps Institution of Oceanography ODF (automated) oxygen titrator (http://vocab.nerc.ac.uk/collection/L22/current/TOOL1329/)
Scripps Institution of Oceanography total alkalinity titration system (http://vocab.nerc.ac.uk/collection/L22/current/TOOL1851/)
Scripps-Narragansett high-speed multiple plankton sampler - Fish and Snodgrass (1962) (http://vocab.nerc.ac.uk/collection/L22/current/NETT0152/)
Sea Data Inverted Echo Sounder (IES) (http://vocab.nerc.ac.uk/collection/L22/current/TOOL1130/)
Sea and Sun Technology Microstructure Profiler MSS 90 (http://vocab.nerc.ac.uk/collection/L22/current/TOOL0453/)
Sea and Sun Technology and ISW Wassermesstechnik microstructure profiler (http://vocab.nerc.ac.uk/collection/L22/current/TOOL0439/)
Sea-Bird CT Sail CTD (http://vocab.nerc.ac.uk/collection/L22/current/TOOL1188/)
Sea-Bird HydroCycle-PO4 phosphate sensor (http://vocab.nerc.ac.uk/collection/L22/current/TOOL1898/)
Sea-Bird SBE 11plus V2 deck unit (http://vocab.nerc.ac.uk/collection/L22/current/TOOL2122/)
Sea-Bird SBE 13 Dissolved Oxygen Sensor (http://vocab.nerc.ac.uk/collection/L22/current/TOOL0039/)
Sea-Bird SBE 16 SEACAT C-T Recorder (http://vocab.nerc.ac.uk/collection/L22/current/TOOL0023/)
Sea-Bird SBE 16Plus V2 SEACAT C-T Recorder (http://vocab.nerc.ac.uk/collection/L22/current/TOOL0870/)
Sea-Bird SBE 16plus SEACAT C-T Recorder (http://vocab.nerc.ac.uk/collection/L22/current/TOOL0100/)
Sea-Bird SBE 18 pH Sensor (http://vocab.nerc.ac.uk/collection/L22/current/TOOL0069/)
Sea-Bird SBE 19 SEACAT CTD (http://vocab.nerc.ac.uk/collection/L22/current/TOOL0042/)
Sea-Bird SBE 19plus SEACAT CTD (http://vocab.nerc.ac.uk/collection/L22/current/TOOL0047/)
Sea-Bird SBE 19plus V2 SEACAT CTD (http://vocab.nerc.ac.uk/collection/L22/current/TOOL0871/)
Sea-Bird SBE 21 Thermosalinograph (http://vocab.nerc.ac.uk/collection/L22/current/TOOL0667/)
Sea-Bird SBE 25 Sealogger CTD (http://vocab.nerc.ac.uk/collection/L22/current/TOOL0040/)
Sea-Bird SBE 25plus Sealogger CTD (http://vocab.nerc.ac.uk/collection/L22/current/TOOL1162/)
Sea-Bird SBE 26 SEAGAUGE Wave and Tide Recorder (http://vocab.nerc.ac.uk/collection/L22/current/TOOL0024/)
Sea-Bird SBE 26plus SEAGAUGE Wave and Tide Recorder (http://vocab.nerc.ac.uk/collection/L22/current/TOOL0696/)
Sea-Bird SBE 35 thermometer (http://vocab.nerc.ac.uk/collection/L22/current/TOOL0318/)
Sea-Bird SBE 37 MicroCAT IMP-CTP-IDO (submersible) CTD sensor (http://vocab.nerc.ac.uk/collection/L22/current/TOOL1695/)
Sea-Bird SBE 37 MicroCat CT (submersible) CT sensor series (http://vocab.nerc.ac.uk/collection/L22/current/TOOL1394/)
Sea-Bird SBE 37 MicroCat CTP (submersible) CTD sensor series (http://vocab.nerc.ac.uk/collection/L22/current/TOOL1393/)
Sea-Bird SBE 37 MicroCat IM-CT with optional pressure (submersible) CTD sensor series (http://vocab.nerc.ac.uk/collection/L22/current/TOOL0022/)
Sea-Bird SBE 37 MicroCat IM-CTP (submersible) CTD sensor (http://vocab.nerc.ac.uk/collection/L22/current/TOOL1450/)
Sea-Bird SBE 37 MicroCat IMP-CT with optional pressure (submersible) CTD sensor series (http://vocab.nerc.ac.uk/collection/L22/current/TOOL0019/)
Sea-Bird SBE 37 MicroCat IMP-CT-ODO (submersible) CTD sensor (http://vocab.nerc.ac.uk/collection/L22/current/TOOL1545/)
Sea-Bird SBE 37 MicroCat IMP-CTP (submersible) CTD sensor (http://vocab.nerc.ac.uk/collection/L22/current/TOOL1451/)
Sea-Bird SBE 37 MicroCat IMP-CTP-ODO (submersible) CTD sensor (http://vocab.nerc.ac.uk/collection/L22/current/TOOL1538/)
Sea-Bird SBE 37 MicroCat SI-CT with optional pressure (submersible) CTD sensor series (http://vocab.nerc.ac.uk/collection/L22/current/TOOL0021/)
Sea-Bird SBE 37 MicroCat SI-CTP (submersible) CTD sensor (http://vocab.nerc.ac.uk/collection/L22/current/TOOL1452/)
Sea-Bird SBE 37 MicroCat SIP-CT with optional pressure (submersible) CTD sensor series (http://vocab.nerc.ac.uk/collection/L22/current/TOOL0020/)
Sea-Bird SBE 37 MicroCat SIP-CTP (submersible) CTD sensor (http://vocab.nerc.ac.uk/collection/L22/current/TOOL1453/)
Sea-Bird SBE 37 MicroCat SM-CT with optional pressure (submersible) CTD sensor series (http://vocab.nerc.ac.uk/collection/L22/current/TOOL0017/)
Sea-Bird SBE 37 MicroCat SM-CTP (submersible) CTD sensor (http://vocab.nerc.ac.uk/collection/L22/current/TOOL1456/)
Sea-Bird SBE 37 MicroCat SMP-CT with optional pressure (submersible) CTD sensor series (http://vocab.nerc.ac.uk/collection/L22/current/TOOL0018/)
Sea-Bird SBE 37 MicroCat SMP-CT-IDO with optional pressure (submersible) CTD sensor series (http://vocab.nerc.ac.uk/collection/L22/current/TOOL0634/)
Sea-Bird SBE 37 MicroCat SMP-CT-ODO with optional pressure (submersible) CTD sensor series (http://vocab.nerc.ac.uk/collection/L22/current/TOOL0869/)
Sea-Bird SBE 37 MicroCat SMP-CTP (submersible) CTD sensor (http://vocab.nerc.ac.uk/collection/L22/current/TOOL1457/)
Sea-Bird SBE 37 MicroCat SMP-CTP-IDO (submersible) CTD sensor (http://vocab.nerc.ac.uk/collection/L22/current/TOOL1458/)
Sea-Bird SBE 37 MicroCat SMP-CTP-ODO (submersible) CTD sensor (http://vocab.nerc.ac.uk/collection/L22/current/TOOL1459/)
Sea-Bird SBE 38 thermometer (http://vocab.nerc.ac.uk/collection/L22/current/TOOL0191/)
Sea-Bird SBE 39 temperature recorder (http://vocab.nerc.ac.uk/collection/L22/current/TOOL0266/)
Sea-Bird SBE 39-IM temperature recorder (http://vocab.nerc.ac.uk/collection/L22/current/TOOL0688/)
Sea-Bird SBE 39plus temperature sensor (http://vocab.nerc.ac.uk/collection/L22/current/TOOL1122/)
Sea-Bird SBE 3F temperature sensor (http://vocab.nerc.ac.uk/collection/L22/current/TOOL0640/)
Sea-Bird SBE 3S temperature sensor (http://vocab.nerc.ac.uk/collection/L22/current/TOOL1614/)
Sea-Bird SBE 3plus (SBE 3P) temperature sensor (http://vocab.nerc.ac.uk/collection/L22/current/TOOL0416/)
Sea-Bird SBE 41 CTD (http://vocab.nerc.ac.uk/collection/L22/current/TOOL0668/)
Sea-Bird SBE 41CP CTD (http://vocab.nerc.ac.uk/collection/L22/current/TOOL0669/)
Sea-Bird SBE 43 Dissolved Oxygen Sensor (http://vocab.nerc.ac.uk/collection/L22/current/TOOL0036/)
Sea-Bird SBE 43 I (integral) dissolved oxygen sensor (http://vocab.nerc.ac.uk/collection/L22/current/TOOL1233/)
Sea-Bird SBE 43F Dissolved Oxygen Sensor (http://vocab.nerc.ac.uk/collection/L22/current/TOOL0037/)
Sea-Bird SBE 45 MicroTSG thermosalinograph (http://vocab.nerc.ac.uk/collection/L22/current/TOOL0190/)
Sea-Bird SBE 48 Hull Temperature Sensor (http://vocab.nerc.ac.uk/collection/L22/current/TOOL0670/)
Sea-Bird SBE 49 FastCAT CTD (http://vocab.nerc.ac.uk/collection/L22/current/TOOL0827/)
Sea-Bird SBE 4C conductivity sensor (http://vocab.nerc.ac.uk/collection/L22/current/TOOL0417/)
Sea-Bird SBE 5 submersible pump series (http://vocab.nerc.ac.uk/collection/L22/current/TOOL2120/)
Sea-Bird SBE 50 pressure sensor (http://vocab.nerc.ac.uk/collection/L22/current/TOOL1824/)
Sea-Bird SBE 52-MP moored profiler CTD (http://vocab.nerc.ac.uk/collection/L22/current/TOOL1231/)
Sea-Bird SBE 53 BPR Bottom Pressure Recorder (http://vocab.nerc.ac.uk/collection/L22/current/TOOL0025/)
Sea-Bird SBE 56 temperature recorder (http://vocab.nerc.ac.uk/collection/L22/current/TOOL0687/)
Sea-Bird SBE 61 Deep Argo CTD (http://vocab.nerc.ac.uk/collection/L22/current/TOOL1238/)
Sea-Bird SBE 63 dissolved oxygen sensor (http://vocab.nerc.ac.uk/collection/L22/current/TOOL0739/)
Sea-Bird SBE 7 microstructure conductivity sensor (http://vocab.nerc.ac.uk/collection/L22/current/TOOL0644/)
Sea-Bird SBE 911 CTD (http://vocab.nerc.ac.uk/collection/L22/current/TOOL0035/)
Sea-Bird SBE 911plus CTD (http://vocab.nerc.ac.uk/collection/L22/current/TOOL0058/)
Sea-Bird SBE 917 CTD (http://vocab.nerc.ac.uk/collection/L22/current/TOOL0409/)
Sea-Bird SBE 917plus CTD (http://vocab.nerc.ac.uk/collection/L22/current/TOOL0214/)
Sea-Bird SBE 9plus CTD (http://vocab.nerc.ac.uk/collection/L22/current/TOOL1508/)
Sea-Bird SBE Deep SeapHOx V1 conductivity, temperature, pressure, pH, and dissolved oxygen system (http://vocab.nerc.ac.uk/collection/L22/current/TOOL2030/)
Sea-Bird SBE Deep SeapHOx V2 conductivity, temperature, pH, and dissolved oxygen system (http://vocab.nerc.ac.uk/collection/L22/current/TOOL2153/)
Sea-Bird SBE Glider Payload CTD (GPCTD) (http://vocab.nerc.ac.uk/collection/L22/current/TOOL1026/)
Sea-Bird SBE SeapHOx V2 conductivity, temperature, pH, and dissolved oxygen system (http://vocab.nerc.ac.uk/collection/L22/current/TOOL1895/)
Sea-Bird SeaKeeper thermosalinograph (http://vocab.nerc.ac.uk/collection/L22/current/TOOL1295/)
Sea-Bird Slocum Glider Payload {GPCTD} CTD (http://vocab.nerc.ac.uk/collection/L22/current/TOOL1492/)
Sea-viewing Wide Field-of-view Sensor - SeaWiFS (http://vocab.nerc.ac.uk/collection/L22/current/TOOL0867/)
SeaBeam 2000 multibeam echo sounder (http://vocab.nerc.ac.uk/collection/L22/current/TOOL0755/)
SeaBeam 2112 multibeam echo sounder (http://vocab.nerc.ac.uk/collection/L22/current/TOOL0756/)
SeaBeam 3012 multibeam echo sounder (http://vocab.nerc.ac.uk/collection/L22/current/TOOL0757/)
SeaFAST S2 Pico Automated Preconcentration System (http://vocab.nerc.ac.uk/collection/L22/current/TOOL1211/)
SeaTech 57S fluorometer (http://vocab.nerc.ac.uk/collection/L22/current/TOOL0637/)
SeaTech Light Back-Scattering Sensor (http://vocab.nerc.ac.uk/collection/L22/current/TOOL0426/)
SeaTech S131 fluorometer (http://vocab.nerc.ac.uk/collection/L22/current/TOOL0187/)
SeaTech transmissometer (http://vocab.nerc.ac.uk/collection/L22/current/TOOL0003/)
SeaTech unspecified fluorometer (http://vocab.nerc.ac.uk/collection/L22/current/TOOL1691/)
Seal Analytical AutoAnalyser 3HR (http://vocab.nerc.ac.uk/collection/L22/current/TOOL1113/)
Seametrics SES 050-13 flow meter (http://vocab.nerc.ac.uk/collection/L22/current/TOOL2070/)
Seametrics SPX-038-01 flowmeter (http://vocab.nerc.ac.uk/collection/L22/current/TOOL1722/)
Seapoint Fluorescein Fluorometer (http://vocab.nerc.ac.uk/collection/L22/current/TOOL0664/)
Seapoint Rhodamine fluorometer (http://vocab.nerc.ac.uk/collection/L22/current/TOOL1690/)
Seapoint Turbidity Meter (http://vocab.nerc.ac.uk/collection/L22/current/TOOL0104/)
Seapoint Ultraviolet fluorometer (http://vocab.nerc.ac.uk/collection/L22/current/TOOL1712/)
Seapoint chlorophyll fluorometer (http://vocab.nerc.ac.uk/collection/L22/current/TOOL0119/)
Secchi disk (http://vocab.nerc.ac.uk/collection/L22/current/TOOL0430/)
Sediment Transport and Boundary Layer Equipment Mark II (http://vocab.nerc.ac.uk/collection/L22/current/TOOL0596/)
Semi-Balloon Otter Trawl (http://vocab.nerc.ac.uk/collection/L22/current/NETT0193/)
Semi-Balloon Otter Trawl (14 m headrope; single-warp operation) - Merrett and Marshall (1980) (http://vocab.nerc.ac.uk/collection/L22/current/NETT0194/)
Sensoren Instrumente Systeme Digital Reversing Pressure Meter (http://vocab.nerc.ac.uk/collection/L22/current/TOOL1267/)
Sensoren Instrumente Systeme Digital Reversing Thermometer (http://vocab.nerc.ac.uk/collection/L22/current/TOOL1268/)
Sentek Northstar Navigator navigation system (http://vocab.nerc.ac.uk/collection/L22/current/TOOL0880/)
Septentrio Altus NR3 RTK-GNSS receiver (http://vocab.nerc.ac.uk/collection/L22/current/TOOL2137/)
Septentrio AsteRx-m UAS global positioning system (http://vocab.nerc.ac.uk/collection/L22/current/TOOL1228/)
Septentrio AsteRx-m global positioning system (http://vocab.nerc.ac.uk/collection/L22/current/TOOL1227/)
Septentrio PolaRx5 Global Navigation Satellite System (GNSS) receiver (http://vocab.nerc.ac.uk/collection/L22/current/TOOL1348/)
Sequoia LISST-100 particle size analyser (http://vocab.nerc.ac.uk/collection/L22/current/TOOL0044/)
Sequoia LISST-100-B particle size analyser (http://vocab.nerc.ac.uk/collection/L22/current/TOOL0441/)
Sequoia LISST-100X particle size analyser (http://vocab.nerc.ac.uk/collection/L22/current/TOOL1146/)
Sequoia LISST-200X particle size analyser (http://vocab.nerc.ac.uk/collection/L22/current/TOOL1369/)
Sequoia LISST-25 particle size analyser series (http://vocab.nerc.ac.uk/collection/L22/current/TOOL1710/)
Sequoia LISST-ABS acoustic backscatter sensor (http://vocab.nerc.ac.uk/collection/L22/current/TOOL1800/)
Sequoia LISST-Glider Slocum G2-G3 particle size analyser (http://vocab.nerc.ac.uk/collection/L22/current/TOOL1370/)
Sequoia LISST-Holo digital holographic particle imaging system (http://vocab.nerc.ac.uk/collection/L22/current/TOOL0855/)
Sequoia LISST-Holo2 digital holographic particle imaging system (http://vocab.nerc.ac.uk/collection/L22/current/TOOL1585/)
Sercel GI-SOURCE 210 air gun (http://vocab.nerc.ac.uk/collection/L22/current/TOOL1757/)
Sercel MicrOBS ocean bottom seismometer (http://vocab.nerc.ac.uk/collection/L22/current/TOOL1681/)
Sercel NR103 Differential Global Positioning System (http://vocab.nerc.ac.uk/collection/L22/current/TOOL1820/)
Sercel Syledis Str4 Navigator (http://vocab.nerc.ac.uk/collection/L22/current/TOOL1859/)
Setra 278 barometer (http://vocab.nerc.ac.uk/collection/L22/current/TOOL1923/)
Setra CS100 barometer (http://vocab.nerc.ac.uk/collection/L22/current/TOOL0222/)
Shanks-style LED Light Trap (http://vocab.nerc.ac.uk/collection/L22/current/TOOL2026/)
Shimadzu GC-14 A gas chromatograph (http://vocab.nerc.ac.uk/collection/L22/current/TOOL1979/)
Shimadzu GC-2010 (capillary) gas chromatograph series (http://vocab.nerc.ac.uk/collection/L22/current/TOOL1236/)
Shimadzu GC-2014 gas chromatograph (http://vocab.nerc.ac.uk/collection/L22/current/TOOL1133/)
Shimadzu GC-8AIE gas chromatograph (http://vocab.nerc.ac.uk/collection/L22/current/TOOL0941/)
Shimadzu RF-10 AXL fluorescence detector (http://vocab.nerc.ac.uk/collection/L22/current/TOOL2176/)
Shimadzu RF-20 A fluorescence detector (http://vocab.nerc.ac.uk/collection/L22/current/TOOL1340/)
Shimadzu SALD-2300 laser diffraction particle size analyser (http://vocab.nerc.ac.uk/collection/L22/current/TOOL1567/)
Shimadzu SALD-7500nano nano particle size analyser (http://vocab.nerc.ac.uk/collection/L22/current/TOOL1568/)
Shimadzu TOC 500 Total Organic Carbon Analyser (http://vocab.nerc.ac.uk/collection/L22/current/TOOL1978/)
Shimadzu TOC-L Total Organic Carbon Analyser series (http://vocab.nerc.ac.uk/collection/L22/current/TOOL1760/)
Shimadzu TOC-V Total Organic Carbon Analyser series (http://vocab.nerc.ac.uk/collection/L22/current/TOOL1761/)
Shimadzu Total Nitrogen Monoxide 1 (TNM-1) (http://vocab.nerc.ac.uk/collection/L22/current/TOOL0850/)
Shimadzu Total Organic Carbon Analyser (TOC-LCPH) (http://vocab.nerc.ac.uk/collection/L22/current/TOOL1380/)
Shimadzu Total Organic Carbon Analyser (TOC-VCPH) (http://vocab.nerc.ac.uk/collection/L22/current/TOOL0849/)
Shimadzu Total Organic Carbon Analyser (TOC-VCPN) (http://vocab.nerc.ac.uk/collection/L22/current/TOOL1033/)
Shimadzu UV 240 spectrophotometer (http://vocab.nerc.ac.uk/collection/L22/current/TOOL1967/)
Shimadzu UV-1800 UV-VIS spectrophotometer (http://vocab.nerc.ac.uk/collection/L22/current/TOOL1362/)
Shimadzu UV-2550 UV-VIS spectrophotometer (http://vocab.nerc.ac.uk/collection/L22/current/TOOL2065/)
Shipmate RS4000 Navigator System (http://vocab.nerc.ac.uk/collection/L22/current/TOOL1858/)
Shirshov Institute of Oceanology floating spectroradiometer (http://vocab.nerc.ac.uk/collection/L22/current/TOOL1460/)
SiS RTM 4002 X digital reversing thermometer (http://vocab.nerc.ac.uk/collection/L22/current/TOOL0239/)
SignalQuest SQ-SI-360DA inclinometer (http://vocab.nerc.ac.uk/collection/L22/current/TOOL1226/)
Silicon Audio Low-Noise optical seismometer (http://vocab.nerc.ac.uk/collection/L22/current/TOOL1595/)
Simrad EA501P echosounder (http://vocab.nerc.ac.uk/collection/L22/current/TOOL0814/)
Simrad EK-60 echosounder (http://vocab.nerc.ac.uk/collection/L22/current/TOOL0198/)
Simrad EK500 Fishery Research Echosounder (http://vocab.nerc.ac.uk/collection/L22/current/TOOL0857/)
Simrad EK80 echo sounder (http://vocab.nerc.ac.uk/collection/L22/current/TOOL1205/)
Simrad EM12 S-120 multibeam echosounder (http://vocab.nerc.ac.uk/collection/L22/current/TOOL0131/)
Simrad EM12D multibeam echosounder (http://vocab.nerc.ac.uk/collection/L22/current/TOOL0394/)
Simrad ES60 echosounder (http://vocab.nerc.ac.uk/collection/L22/current/TOOL0689/)
Simrad GC80 and GC85 gyrocompass (http://vocab.nerc.ac.uk/collection/L22/current/TOOL0875/)
Simrad GC80 {gyro} gyrocompass (http://vocab.nerc.ac.uk/collection/L22/current/TOOL1619/)
Simrad NSS evo3 echosounder and positioning system (http://vocab.nerc.ac.uk/collection/L22/current/TOOL1645/)
Simrad SM2000 FR Multibeam Echosounder (http://vocab.nerc.ac.uk/collection/L22/current/TOOL0858/)
Simrad Wideband Autonomous Transceiver (WBAT) (http://vocab.nerc.ac.uk/collection/L22/current/TOOL1208/)
Single-frequency Solid-state Altimeter (http://vocab.nerc.ac.uk/collection/L22/current/TOOL1043/)
Skalar SAN+ System colorimetric autoanalyser (http://vocab.nerc.ac.uk/collection/L22/current/TOOL0245/)
Skipper Electronics DL 850 Doppler speed log (http://vocab.nerc.ac.uk/collection/L22/current/TOOL0700/)
Skipper Electronics EML224 electromagnetic speed log (http://vocab.nerc.ac.uk/collection/L22/current/TOOL1630/)
Skipper Electronics ESN200 echosounder (http://vocab.nerc.ac.uk/collection/L22/current/TOOL1762/)
Skipper Electronics GDS102 singlebeam echosounder (http://vocab.nerc.ac.uk/collection/L22/current/TOOL1835/)
Skye SKE 510 PAR energy sensor (http://vocab.nerc.ac.uk/collection/L22/current/TOOL0411/)
Skye SKL 2650 high output silicon cell pyranometer (http://vocab.nerc.ac.uk/collection/L22/current/TOOL0479/)
Skye SKP 215 quantum sensor (http://vocab.nerc.ac.uk/collection/L22/current/TOOL0645/)
Skye SKS 1110 pyranometer (http://vocab.nerc.ac.uk/collection/L22/current/TOOL0194/)
Skye SKU 430 UVB sensor (http://vocab.nerc.ac.uk/collection/L22/current/TOOL1771/)
Small plankton sampler - Glover (1953) (http://vocab.nerc.ac.uk/collection/L22/current/NETT0139/)
Smart Radio Holdings Limited SR162 Automatic Identification Systems (AIS) Receiver (http://vocab.nerc.ac.uk/collection/L22/current/TOOL1913/)
Smartfin temperature sensor (http://vocab.nerc.ac.uk/collection/L22/current/TOOL1638/)
Smith-McIntyre grab (http://vocab.nerc.ac.uk/collection/L22/current/TOOL0962/)
Sofar Ocean Spotter wave buoy (http://vocab.nerc.ac.uk/collection/L22/current/TOOL1781/)
Solar Light 501 (biometer) radiometer (http://vocab.nerc.ac.uk/collection/L22/current/TOOL1643/)
SonTek ADVOcean/Hydra acoustic Doppler velocimeter (http://vocab.nerc.ac.uk/collection/L22/current/TOOL0092/)
SonTek Argonaut moored 3D Doppler current meter (http://vocab.nerc.ac.uk/collection/L22/current/TOOL0090/)
SonTek CastAway CTD (http://vocab.nerc.ac.uk/collection/L22/current/TOOL1926/)
Sonar Equipment Services SES-5000 sub-bottom profiler series (http://vocab.nerc.ac.uk/collection/L22/current/TOOL1530/)
Sonardyne Dynamic Positioning Transponder 6 series (http://vocab.nerc.ac.uk/collection/L22/current/TOOL2091/)
Sonardyne Fetch 8306 sensor logging node (http://vocab.nerc.ac.uk/collection/L22/current/TOOL1596/)
Sonardyne Nano transponder series (http://vocab.nerc.ac.uk/collection/L22/current/TOOL2092/)
Sonardyne Ranger 2 Ultra Short BaseLine acoustic positioning system (http://vocab.nerc.ac.uk/collection/L22/current/TOOL1111/)
Sonardyne SPRINT-Nav 700 (400 kHz) subsea navigation system (http://vocab.nerc.ac.uk/collection/L22/current/TOOL1787/)
Sonardyne SPRINT-Nav 700 (600 kHz) subsea navigation system (http://vocab.nerc.ac.uk/collection/L22/current/TOOL1786/)
Sony Cybershot DSC-F707 digital still camera (http://vocab.nerc.ac.uk/collection/L22/current/TOOL1971/)
Sony Handycam HDR-CX560V video camera (http://vocab.nerc.ac.uk/collection/L22/current/TOOL1972/)
Sony SNC-RH124 camera (http://vocab.nerc.ac.uk/collection/L22/current/TOOL1973/)
Sound Metrics Aris Explorer 3000 imaging sonar (http://vocab.nerc.ac.uk/collection/L22/current/TOOL1597/)
Sound Metrics DIDSON 3000 (Dual-Frequency Identification Sonar) multibeam imaging sonar (http://vocab.nerc.ac.uk/collection/L22/current/TOOL1419/)
Sparton AXBT (http://vocab.nerc.ac.uk/collection/L22/current/TOOL0713/)
Sparton of Canada T-1 XBT probe (http://vocab.nerc.ac.uk/collection/L22/current/TOOL1381/)
Sparton of Canada T-10 XBT probe (http://vocab.nerc.ac.uk/collection/L22/current/TOOL1387/)
Sparton of Canada T-20 XBT probe (http://vocab.nerc.ac.uk/collection/L22/current/TOOL1388/)
Sparton of Canada T-3 XBT probe (http://vocab.nerc.ac.uk/collection/L22/current/TOOL1382/)
Sparton of Canada T-4 XBT probe (http://vocab.nerc.ac.uk/collection/L22/current/TOOL1383/)
Sparton of Canada T-5 XBT probe (http://vocab.nerc.ac.uk/collection/L22/current/TOOL1384/)
Sparton of Canada T-6 XBT probe (http://vocab.nerc.ac.uk/collection/L22/current/TOOL1385/)
Sparton of Canada T-7 XBT probe (http://vocab.nerc.ac.uk/collection/L22/current/TOOL1386/)
Special Sensor Microwave Imager (http://vocab.nerc.ac.uk/collection/L22/current/TOOL1052/)
Special Sensor Microwave Imager Sounder (http://vocab.nerc.ac.uk/collection/L22/current/TOOL1053/)
Sperry Marine MK-27F Gyrocompass (http://vocab.nerc.ac.uk/collection/L22/current/TOOL0813/)
Sperry Marine MK37 series gyrocompasses (http://vocab.nerc.ac.uk/collection/L22/current/TOOL0661/)
Sperry Marine MK39 inertial navigation system (http://vocab.nerc.ac.uk/collection/L22/current/TOOL0885/)
Sperry Marine NAVIGAT 200 gyrocompass (http://vocab.nerc.ac.uk/collection/L22/current/TOOL1792/)
Sperry Marine NAVIGAT 2100 gyrocompass (http://vocab.nerc.ac.uk/collection/L22/current/TOOL1607/)
Sperry Marine NAVIGAT 3000 gyrocompass (http://vocab.nerc.ac.uk/collection/L22/current/TOOL1608/)
Sperry Marine NAVIGAT X MK 1 digital gyrocompass (http://vocab.nerc.ac.uk/collection/L22/current/TOOL0699/)
Sperry Marine NAVIGAT X MK 2 digital gyrocompass (http://vocab.nerc.ac.uk/collection/L22/current/TOOL0624/)
Sperry Marine SRD 301 Doppler speed log (http://vocab.nerc.ac.uk/collection/L22/current/TOOL0886/)
Sperry Marine SRD 500 Doppler speed log (http://vocab.nerc.ac.uk/collection/L22/current/TOOL0815/)
Spinning Enhanced Visible and Infrared Imager (http://vocab.nerc.ac.uk/collection/L22/current/TOOL1049/)
Stainless steel air sample canister (http://vocab.nerc.ac.uk/collection/L22/current/TOOL0545/)
Stand-alone pump (http://vocab.nerc.ac.uk/collection/L22/current/TOOL0500/)
Standard Plankton Indicator high-speed sampler - Hardy (1926, 1936); Glover (1953) (http://vocab.nerc.ac.uk/collection/L22/current/NETT0154/)
Star-Oddi DST CT conductivity, salinity and temperature logger (http://vocab.nerc.ac.uk/collection/L22/current/TOOL1648/)
Star-Oddi DST CTD (http://vocab.nerc.ac.uk/collection/L22/current/TOOL0183/)
Star-Oddi DST Pitch and Roll Recorder (http://vocab.nerc.ac.uk/collection/L22/current/TOOL0490/)
Star-Oddi DST Tilt platform orientation sensor (http://vocab.nerc.ac.uk/collection/L22/current/TOOL1121/)
Star-Oddi DST centi-T Temperature Recorder (http://vocab.nerc.ac.uk/collection/L22/current/TOOL0580/)
Star-Oddi DST centi-TD Temperature and Depth Recorder (http://vocab.nerc.ac.uk/collection/L22/current/TOOL0383/)
Star-Oddi Starmon TD temperature depth logger (http://vocab.nerc.ac.uk/collection/L22/current/TOOL1475/)
Star-Oddi Starmon mini temperature recorder (http://vocab.nerc.ac.uk/collection/L22/current/TOOL0267/)
StarDot Technologies NetCam XL camera (http://vocab.nerc.ac.uk/collection/L22/current/TOOL1974/)
Steedman Science and Engineering CM01 Acoustic Current Meter (http://vocab.nerc.ac.uk/collection/L22/current/TOOL0620/)
Streamer Plankton sampler - Ishida (1963, 1964) (http://vocab.nerc.ac.uk/collection/L22/current/NETT0155/)
Sub-Millimetre Radiometer (http://vocab.nerc.ac.uk/collection/L22/current/TOOL1051/)
SubC Imaging 1Cam Mk5 camera series (http://vocab.nerc.ac.uk/collection/L22/current/TOOL1951/)
SubC Imaging 1Cam Mk6 camera series (http://vocab.nerc.ac.uk/collection/L22/current/TOOL1952/)
SubC Imaging Dragonfish camera (http://vocab.nerc.ac.uk/collection/L22/current/TOOL1975/)
SubC Imaging Rayfin HDE-SD-6000-DBH13-LO camera (http://vocab.nerc.ac.uk/collection/L22/current/TOOL1953/)
SubC Imaging Rayfin HDE-SD-6000-DBH13-Zoom camera (http://vocab.nerc.ac.uk/collection/L22/current/TOOL1954/)
SubCtech OceanPack RACE 5th generation {FerryBox} combined pCO2 analyser and microplastics sampler (http://vocab.nerc.ac.uk/collection/L22/current/TOOL1377/)
SubCtech OceanPack RACE 5th generation {FerryBox} combined pCO2 analyser and underway system (http://vocab.nerc.ac.uk/collection/L22/current/TOOL1321/)
SubCtech OceanPack Rack MK2 pCO2 analyser and continuous water sampler (http://vocab.nerc.ac.uk/collection/L22/current/TOOL1811/)
Suber SLS21 vector-averaging current meter (http://vocab.nerc.ac.uk/collection/L22/current/TOOL0611/)
Sunburst Autonomous Flow Through Instrument {AFT-CO2} pCO2 sensor (http://vocab.nerc.ac.uk/collection/L22/current/TOOL2067/)
Sunburst Autonomous Flow Through Instrument {AFT-pH} pH sensor (http://vocab.nerc.ac.uk/collection/L22/current/TOOL2068/)
Sunburst Sensors Submersible Autonomous Moored Instrument 2 {SAMI2-pH} seawater pH sensor (http://vocab.nerc.ac.uk/collection/L22/current/TOOL1493/)
Sunburst Sensors Submersible Autonomous Moored Instrument pH {SAMI-pH} seawater and freshwater pH sensor series (http://vocab.nerc.ac.uk/collection/L22/current/TOOL1613/)
Sunburst Submersible Autonomous Moored Instrument Carbon Dioxide Sensor (http://vocab.nerc.ac.uk/collection/L22/current/TOOL0139/)
Sunburst SuperCO2 carbon dioxide system (http://vocab.nerc.ac.uk/collection/L22/current/TOOL1992/)
Surface plankton push net - Miller (1973) (http://vocab.nerc.ac.uk/collection/L22/current/NETT0156/)
Suunto Vyper Novo dive computer (http://vocab.nerc.ac.uk/collection/L22/current/TOOL2173/)
Symmetricom TrueTime XL-AK (http://vocab.nerc.ac.uk/collection/L22/current/TOOL1714/)
Symmetricom TymServe 2100 (http://vocab.nerc.ac.uk/collection/L22/current/TOOL1715/)
Synthetic Aperture Radar X-band (http://vocab.nerc.ac.uk/collection/L22/current/TOOL1088/)
Sysmex Partec CyFlow Space flow cytometer (http://vocab.nerc.ac.uk/collection/L22/current/TOOL1102/)
Systea MicroMac 1000 portable analyser (http://vocab.nerc.ac.uk/collection/L22/current/TOOL1806/)
Systron Donner MotionPak accelerometer (http://vocab.nerc.ac.uk/collection/L22/current/TOOL0086/)
Systron Donner Motionpak II accelerometer (http://vocab.nerc.ac.uk/collection/L22/current/TOOL1403/)
TRIAXYS directional wave sensor (http://vocab.nerc.ac.uk/collection/L22/current/TOOL0710/)
TRIAXYS non-directional wave sensor (http://vocab.nerc.ac.uk/collection/L22/current/TOOL0709/)
TSI 3321 Aerodynamic Particle Sizer (http://vocab.nerc.ac.uk/collection/L22/current/TOOL0422/)
TSI 3800 Aerosol Time-of-Flight Mass Spectrometer (http://vocab.nerc.ac.uk/collection/L22/current/TOOL0419/)
TSI 3936 Scanning Mobility Particle Sizer (http://vocab.nerc.ac.uk/collection/L22/current/TOOL0423/)
TSS 320B heave compensator (http://vocab.nerc.ac.uk/collection/L22/current/TOOL1836/)
TSS HRP-2-25 compact motion sensor (http://vocab.nerc.ac.uk/collection/L22/current/TOOL0093/)
Technical University of Denmark Riso anticoincidence beta GM counter series (http://vocab.nerc.ac.uk/collection/L22/current/TOOL2024/)
Technicap NOEX bottle (http://vocab.nerc.ac.uk/collection/L22/current/TOOL0538/)
Technicap PPS 3-3 24S sediment trap series (http://vocab.nerc.ac.uk/collection/L22/current/TOOL1668/)
Technicap PPS 4-3 24S 500ML sediment trap (http://vocab.nerc.ac.uk/collection/L22/current/TOOL1304/)
Technicon Autoanalyser II colorimetric autoanalyser (http://vocab.nerc.ac.uk/collection/L22/current/TOOL0291/)
Technicon TrAAcs 800 colorimetric autoanalyser (http://vocab.nerc.ac.uk/collection/L22/current/TOOL0520/)
Tedlar atmospheric sampling bag (http://vocab.nerc.ac.uk/collection/L22/current/TOOL0588/)
Teflon PFA manifold air sampler (http://vocab.nerc.ac.uk/collection/L22/current/TOOL0573/)
Teflon water bottle (http://vocab.nerc.ac.uk/collection/L22/current/TOOL1464/)
Teflon-coated Niskin bottle (http://vocab.nerc.ac.uk/collection/L22/current/TOOL0418/)
Tekran 2500 CVAFS mercury detector (http://vocab.nerc.ac.uk/collection/L22/current/TOOL1089/)
Tekran 2600 (Automated) Total Mercury Analyser series (http://vocab.nerc.ac.uk/collection/L22/current/TOOL2080/)
Tekran 2700 (Automated) Methylmercury Analyser (http://vocab.nerc.ac.uk/collection/L22/current/TOOL2079/)
Tekron NTS 03-G+ network time server (http://vocab.nerc.ac.uk/collection/L22/current/TOOL2093/)
Teledyne Benthos BFP-312 bottom finding pinger (http://vocab.nerc.ac.uk/collection/L22/current/TOOL0791/)
Teledyne Benthos Chirp III sub-bottom profiler (http://vocab.nerc.ac.uk/collection/L22/current/TOOL2056/)
Teledyne Benthos UDB-9400 universal deck box (http://vocab.nerc.ac.uk/collection/L22/current/TOOL2089/)
Teledyne Oceanscience underway CTD (http://vocab.nerc.ac.uk/collection/L22/current/TOOL1847/)
Teledyne RDI 150 kHz broadband ADCP (http://vocab.nerc.ac.uk/collection/L22/current/TOOL0445/)
Teledyne RDI 150 kHz narrowband ADCP (http://vocab.nerc.ac.uk/collection/L22/current/TOOL0091/)
Teledyne RDI 150 kHz narrowband vessel-mounted ADCP (http://vocab.nerc.ac.uk/collection/L22/current/TOOL0062/)
Teledyne RDI 300 kHz narrowband vessel-mounted ADCP (http://vocab.nerc.ac.uk/collection/L22/current/TOOL0158/)
Teledyne RDI 600 kHz broadband ADCP (http://vocab.nerc.ac.uk/collection/L22/current/TOOL0938/)
Teledyne RDI Citadel CTD-NH (http://vocab.nerc.ac.uk/collection/L22/current/TOOL1163/)
Teledyne RDI Citadel TS-N thermosalinograph (http://vocab.nerc.ac.uk/collection/L22/current/TOOL0602/)
Teledyne RDI Ocean Observer 75 kHz narrowband ADCP (http://vocab.nerc.ac.uk/collection/L22/current/TOOL0351/)
Teledyne RDI Ocean Surveyor 150 kHz vessel-mounted ADCP (http://vocab.nerc.ac.uk/collection/L22/current/TOOL0363/)
Teledyne RDI Ocean Surveyor 38 kHz vessel-mounted ADCP (http://vocab.nerc.ac.uk/collection/L22/current/TOOL0747/)
Teledyne RDI Ocean Surveyor 75 kHz vessel-mounted ADCP (http://vocab.nerc.ac.uk/collection/L22/current/TOOL0362/)
Teledyne RDI Pathfinder phased-array Doppler velocity log (http://vocab.nerc.ac.uk/collection/L22/current/TOOL2054/)
Teledyne RDI Pioneer 600 kHz phased-array Doppler velocity log (http://vocab.nerc.ac.uk/collection/L22/current/TOOL2075/)
Teledyne RDI Sentinel V100 300 kHz ADCP (http://vocab.nerc.ac.uk/collection/L22/current/TOOL1719/)
Teledyne RDI Sentinel V50 500 kHz ADCP (http://vocab.nerc.ac.uk/collection/L22/current/TOOL1862/)
Teledyne RDI Workhorse Long Ranger 75 kHz ADCP (http://vocab.nerc.ac.uk/collection/L22/current/TOOL0056/)
Teledyne RDI Workhorse Mariner 1200 kHz ADCP (http://vocab.nerc.ac.uk/collection/L22/current/TOOL0748/)
Teledyne RDI Workhorse Mariner 300 kHz ADCP (http://vocab.nerc.ac.uk/collection/L22/current/TOOL0749/)
Teledyne RDI Workhorse Mariner 600 kHz ADCP (http://vocab.nerc.ac.uk/collection/L22/current/TOOL0881/)
Teledyne RDI Workhorse Monitor 1200 kHz direct-reading ADCP (http://vocab.nerc.ac.uk/collection/L22/current/TOOL1406/)
Teledyne RDI Workhorse Monitor 300 kHz direct-reading ADCP (http://vocab.nerc.ac.uk/collection/L22/current/TOOL0061/)
Teledyne RDI Workhorse Monitor 600 kHz direct-reading ADCP (http://vocab.nerc.ac.uk/collection/L22/current/TOOL1025/)
Teledyne RDI Workhorse NEMO WHSW600 waves processing module (http://vocab.nerc.ac.uk/collection/L22/current/TOOL0733/)
Teledyne RDI Workhorse Navigator 1200 kHz Doppler velocity log (http://vocab.nerc.ac.uk/collection/L22/current/TOOL0872/)
Teledyne RDI Workhorse Navigator 150 kHz Doppler velocity log (http://vocab.nerc.ac.uk/collection/L22/current/TOOL0373/)
Teledyne RDI Workhorse Navigator 150 kHz Doppler velocity log and current profiler (http://vocab.nerc.ac.uk/collection/L22/current/TOOL0372/)
Teledyne RDI Workhorse Navigator 150 kHz Doppler velocity log and pressure sensor (http://vocab.nerc.ac.uk/collection/L22/current/TOOL0374/)
Teledyne RDI Workhorse Navigator 150 kHz Doppler velocity log, current profiler and pressure sensor (http://vocab.nerc.ac.uk/collection/L22/current/TOOL0375/)
Teledyne RDI Workhorse Navigator 300 kHz Doppler velocity log (http://vocab.nerc.ac.uk/collection/L22/current/TOOL0377/)
Teledyne RDI Workhorse Navigator 300 kHz Doppler velocity log and current profiler (http://vocab.nerc.ac.uk/collection/L22/current/TOOL0376/)
Teledyne RDI Workhorse Navigator 300 kHz Doppler velocity log and pressure sensor (http://vocab.nerc.ac.uk/collection/L22/current/TOOL0379/)
Teledyne RDI Workhorse Navigator 300 kHz Doppler velocity log, current profiler and pressure sensor (http://vocab.nerc.ac.uk/collection/L22/current/TOOL0378/)
Teledyne RDI Workhorse Quartermaster 150 kHz ADCP (http://vocab.nerc.ac.uk/collection/L22/current/TOOL0732/)
Teledyne RDI Workhorse Rio Grande 600 kHz ADCP (http://vocab.nerc.ac.uk/collection/L22/current/TOOL0750/)
Teledyne RDI Workhorse Sentinel 1200 kHz ADCP (http://vocab.nerc.ac.uk/collection/L22/current/TOOL0293/)
Teledyne RDI Workhorse Sentinel 300 kHz ADCP (http://vocab.nerc.ac.uk/collection/L22/current/TOOL0295/)
Teledyne RDI Workhorse Sentinel 600 kHz ADCP (http://vocab.nerc.ac.uk/collection/L22/current/TOOL0294/)
Teledyne RDI Workhorse waves array (http://vocab.nerc.ac.uk/collection/L22/current/TOOL0636/)
Teledyne Reson SVP 70 sound velocity profiler (http://vocab.nerc.ac.uk/collection/L22/current/TOOL1843/)
Teledyne Reson SeaBat 7101 multibeam echosounder (http://vocab.nerc.ac.uk/collection/L22/current/TOOL1488/)
Teledyne Reson SeaBat 7125 multibeam echosounder (http://vocab.nerc.ac.uk/collection/L22/current/TOOL0772/)
Teledyne Reson SeaBat 7160 multibeam echosounder (http://vocab.nerc.ac.uk/collection/L22/current/TOOL1110/)
Teledyne Reson SeaBat 8101 multibeam echosounder (http://vocab.nerc.ac.uk/collection/L22/current/TOOL0773/)
Teledyne Reson SeaBat T20 R multibeam echosounder (http://vocab.nerc.ac.uk/collection/L22/current/TOOL1685/)
Teledyne Reson SeaBat T20-P multibeam echosounder (http://vocab.nerc.ac.uk/collection/L22/current/TOOL1489/)
Teledyne Reson TC1037 directional telephone transducer (http://vocab.nerc.ac.uk/collection/L22/current/TOOL0914/)
Teledyne Reson TC4032 hydrophone (http://vocab.nerc.ac.uk/collection/L22/current/TOOL1731/)
Teledyne TSS Meridian Standard gyrocompass (http://vocab.nerc.ac.uk/collection/L22/current/TOOL1558/)
Teledyne TSS Meridian Surveyor gyrocompass (http://vocab.nerc.ac.uk/collection/L22/current/TOOL0883/)
Teledyne TSS Orion inertial navigation system (http://vocab.nerc.ac.uk/collection/L22/current/TOOL0900/)
Teledyne Webb Research Slocum G1+G2 Glider Navigation data logger (http://vocab.nerc.ac.uk/collection/L22/current/TOOL1183/)
Teledyne Webb Research Slocum G1+G2 Glider Science Bay data logger (http://vocab.nerc.ac.uk/collection/L22/current/TOOL1184/)
Teledyne Webb Research Slocum G3 Glider Navigation data logger (http://vocab.nerc.ac.uk/collection/L22/current/TOOL1736/)
Teledyne Webb Research Slocum G3S Glider Navigation data logger (http://vocab.nerc.ac.uk/collection/L22/current/TOOL1746/)
Teleost Pressure Recorder (http://vocab.nerc.ac.uk/collection/L22/current/TOOL0621/)
Texas Electronics TE525 rain gauge (http://vocab.nerc.ac.uk/collection/L22/current/TOOL0221/)
Thales Ashtech Aquarius2 GPS receiver (http://vocab.nerc.ac.uk/collection/L22/current/TOOL1879/)
Thales DG16 Differential Global Positioning System receiver (http://vocab.nerc.ac.uk/collection/L22/current/TOOL1624/)
The National Institute of Oceanography Rectangular Midwater Trawl combination net 1+8 - Baker et al. (1973) (http://vocab.nerc.ac.uk/collection/L22/current/NETT0149/)
Thematic Mapper (http://vocab.nerc.ac.uk/collection/L22/current/TOOL1057/)
Theodor Friedrichs 2015.0000 temperature sensor (http://vocab.nerc.ac.uk/collection/L22/current/TOOL1872/)
Theodor Friedrichs 4034.0000 anemometer (http://vocab.nerc.ac.uk/collection/L22/current/TOOL1870/)
Theodor Friedrichs 4034.1000 anemometer (http://vocab.nerc.ac.uk/collection/L22/current/TOOL1871/)
Theodor Friedrichs 4122.0000 wind direction sensor (http://vocab.nerc.ac.uk/collection/L22/current/TOOL1874/)
Theodor Friedrichs 4122.1000 wind direction sensor (http://vocab.nerc.ac.uk/collection/L22/current/TOOL1875/)
Theodor Friedrichs 5002.0000 barometer (http://vocab.nerc.ac.uk/collection/L22/current/TOOL1869/)
Thermal And Near-infrared Sensor for Carbon Observation - Fourier Transform Spectrometer (http://vocab.nerc.ac.uk/collection/L22/current/TOOL1055/)
Thermal And Near-infrared Sensor for Carbon Observation - Cloud and Aerosol Imager (http://vocab.nerc.ac.uk/collection/L22/current/TOOL1054/)
Thermal Infrared Sensor (http://vocab.nerc.ac.uk/collection/L22/current/TOOL1056/)
Thermco Blue Spirit Liquid Thermometer ACC091CBLS (http://vocab.nerc.ac.uk/collection/L22/current/TOOL1744/)
Thermo Finnigan {Thermo Fisher Scientific} DELTAplus Advantage isotope ratio mass spectrometer (http://vocab.nerc.ac.uk/collection/L22/current/TOOL1288/)
Thermo Finnigan {Thermo Fisher Scientific} Flash EA 1112 elemental analyser (http://vocab.nerc.ac.uk/collection/L22/current/TOOL0532/)
Thermo Finnigan {Thermo Fisher Scientific} Neptune inductively coupled plasma mass spectrometer (http://vocab.nerc.ac.uk/collection/L22/current/TOOL0462/)
Thermo Finnigan {Thermo Fisher Scientific} SpectraSYSTEM high performance liquid chromatograph (http://vocab.nerc.ac.uk/collection/L22/current/TOOL0487/)
Thermo Finnigan {Thermo Fisher Scientific} AS 3000 autosampler (http://vocab.nerc.ac.uk/collection/L22/current/TOOL0486/)
Thermo Finnigan {Thermo Fisher Scientific} UV6000LP photodiode array detector (http://vocab.nerc.ac.uk/collection/L22/current/TOOL0488/)
Thermo Finnigan {Thermo Fisher Scientific} Triton thermal ionisation mass spectrometer (http://vocab.nerc.ac.uk/collection/L22/current/TOOL0975/)
Thermo Fisher Scientific 49i ozone analyser (http://vocab.nerc.ac.uk/collection/L22/current/TOOL1104/)
Thermo Fisher Scientific 5012 Multi Angle Absorption photometer (http://vocab.nerc.ac.uk/collection/L22/current/TOOL0296/)
Thermo Fisher Scientific Accela Series high performance liquid chromatograph (http://vocab.nerc.ac.uk/collection/L22/current/TOOL1142/)
Thermo Fisher Scientific Attune NxT flow cytometer (http://vocab.nerc.ac.uk/collection/L22/current/TOOL1711/)
Thermo Fisher Scientific DELTA V Advantage isotope ratio mass spectrometer (http://vocab.nerc.ac.uk/collection/L22/current/TOOL1020/)
Thermo Fisher Scientific DELTA V Plus isotope ratio mass spectrometer (http://vocab.nerc.ac.uk/collection/L22/current/TOOL1021/)
Thermo Fisher Scientific DELTA V isotope ratio mass spectrometer series (http://vocab.nerc.ac.uk/collection/L22/current/TOOL1019/)
Thermo Fisher Scientific Dionex ICS-2100 ion chromatography (IC) system (http://vocab.nerc.ac.uk/collection/L22/current/TOOL2156/)
Thermo Fisher Scientific Dionex ICS-5000 ion chromatography (IC) system (http://vocab.nerc.ac.uk/collection/L22/current/TOOL2139/)
Thermo Fisher Scientific ELEMENT 2 inductively coupled plasma mass spectrometer (http://vocab.nerc.ac.uk/collection/L22/current/TOOL0776/)
Thermo Fisher Scientific ELEMENT XR high resolution inductively coupled plasma mass spectrometer (http://vocab.nerc.ac.uk/collection/L22/current/TOOL1221/)
Thermo Fisher Scientific Flash 2000 organic elemental analyser (http://vocab.nerc.ac.uk/collection/L22/current/TOOL1726/)
Thermo Fisher Scientific FlashSmart elemental analyser (http://vocab.nerc.ac.uk/collection/L22/current/TOOL2062/)
Thermo Fisher Scientific Fluoroskan Ascent microplate fluorometer (http://vocab.nerc.ac.uk/collection/L22/current/TOOL1143/)
Thermo Fisher Scientific GENESYS 10 UV-Vis spectrophotometer series (http://vocab.nerc.ac.uk/collection/L22/current/TOOL1982/)
Thermo Fisher Scientific GENESYS 30 Visible spectrophotometer (http://vocab.nerc.ac.uk/collection/L22/current/TOOL2172/)
Thermo Fisher Scientific GasBench II preparation system (http://vocab.nerc.ac.uk/collection/L22/current/TOOL0971/)
Thermo Fisher Scientific HiPerTOC total organic carbon analyser (http://vocab.nerc.ac.uk/collection/L22/current/TOOL1809/)
Thermo Fisher Scientific MAT 253 isotope ratio mass spectrometer (http://vocab.nerc.ac.uk/collection/L22/current/TOOL2142/)
Thermo Fisher Scientific NanoDrop spectrophotometer series (http://vocab.nerc.ac.uk/collection/L22/current/TOOL2051/)
Thermo Fisher Scientific Neptune Plus inductively coupled plasma mass spectrometer (http://vocab.nerc.ac.uk/collection/L22/current/TOOL0959/)
Thermo Fisher Scientific ORION Ross pH electrode series (http://vocab.nerc.ac.uk/collection/L22/current/TOOL1322/)
Thermo Fisher Scientific Partisol 2025i sequential air sampler (http://vocab.nerc.ac.uk/collection/L22/current/TOOL2048/)
Thermo Fisher Scientific TC/EA high temperature conversion elemental analyser (http://vocab.nerc.ac.uk/collection/L22/current/TOOL1018/)
Thermo Fisher Scientific VG PQ ExCell inductively coupled plasma mass spectrometer (http://vocab.nerc.ac.uk/collection/L22/current/TOOL0565/)
Thermo Fisher Scientific XSeries 2 quadrupole inductively coupled plasma mass spectrometer (http://vocab.nerc.ac.uk/collection/L22/current/TOOL1002/)
Thermo Fisher Scientific iCAP 7400 ICP-OES Radial inductively coupled plasma-optical emission mass spectrometer (http://vocab.nerc.ac.uk/collection/L22/current/TOOL2097/)
Thermo Fisher Scientific iCAP PRO ICP-OES Duo inductively coupled plasma-optical emission mass spectrometer (http://vocab.nerc.ac.uk/collection/L22/current/TOOL1751/)
Thermo Fisher Scientific iCAP TQ inductively coupled plasma mass spectrometer (http://vocab.nerc.ac.uk/collection/L22/current/TOOL2138/)
ThermoQuest Finnigan TSQ 7000 mass spectrometer (http://vocab.nerc.ac.uk/collection/L22/current/TOOL0466/)
ThermoQuest Finnigan Trace 2000 gas chromatograph (http://vocab.nerc.ac.uk/collection/L22/current/TOOL0465/)
ThermoQuest Finnigan Trace mass spectrometer (http://vocab.nerc.ac.uk/collection/L22/current/TOOL0581/)
Thies Clima 1.1005.50 Hygro-ThermoTransmitter (http://vocab.nerc.ac.uk/collection/L22/current/TOOL2174/)
Thies Clima 2.1235.00 Temperature Transmitter (http://vocab.nerc.ac.uk/collection/L22/current/TOOL2175/)
Thies Clima 5.4032 Precipitation Transmitter (http://vocab.nerc.ac.uk/collection/L22/current/TOOL2140/)
Thies Clima 5.4110 laser precipitation monitor (http://vocab.nerc.ac.uk/collection/L22/current/TOOL1856/)
Thies Clima 7.1416.10.0xx Silicon UVAB Sensor E 1.1 (http://vocab.nerc.ac.uk/collection/L22/current/TOOL2151/)
Tisch TE-5170V-BL high volume air sampler (http://vocab.nerc.ac.uk/collection/L22/current/TOOL2177/)
TitraLab TIM90, ABU91/ABU93 automated titration system (http://vocab.nerc.ac.uk/collection/L22/current/TOOL1148/)
Topcon Positioning Systems NET-G3A GNSS Receiver (http://vocab.nerc.ac.uk/collection/L22/current/TOOL1446/)
Trace Analytical RGA3 reduction gas analyser (http://vocab.nerc.ac.uk/collection/L22/current/TOOL0842/)
Transparent sample bottle (http://vocab.nerc.ac.uk/collection/L22/current/TOOL0543/)
TriOS RAMSES ACC-UV Hyperspectral UVA and UVB Radiometer (http://vocab.nerc.ac.uk/collection/L22/current/TOOL0810/)
TriOS RAMSES-ACC-VIS Hyperspectral UV-VIS Radiometer (http://vocab.nerc.ac.uk/collection/L22/current/TOOL0775/)
TriOS RAMSES-ARC Hyperspectral UV-VIS Radiometer (http://vocab.nerc.ac.uk/collection/L22/current/TOOL0774/)
TriOS microFlu-CDOM fluorometer (http://vocab.nerc.ac.uk/collection/L22/current/TOOL1802/)
TriOS microFlu-Chl fluorometer (http://vocab.nerc.ac.uk/collection/L22/current/TOOL1803/)
TriOS microFlu-blue fluorometer (http://vocab.nerc.ac.uk/collection/L22/current/TOOL1801/)
Trimble 4000AX Global Positioning System receiver (http://vocab.nerc.ac.uk/collection/L22/current/TOOL0313/)
Trimble 4000DL Global Positioning System receiver (http://vocab.nerc.ac.uk/collection/L22/current/TOOL0391/)
Trimble 4000DS Global Positioning System receiver (http://vocab.nerc.ac.uk/collection/L22/current/TOOL0926/)
Trimble 5800 GPS System (http://vocab.nerc.ac.uk/collection/L22/current/TOOL1280/)
Trimble ABX-Two gyrocompass (http://vocab.nerc.ac.uk/collection/L22/current/TOOL1521/)
Trimble Applanix POSMV 320 global positioning system (http://vocab.nerc.ac.uk/collection/L22/current/TOOL0751/)
Trimble Applanix POSMV global positioning system (http://vocab.nerc.ac.uk/collection/L22/current/TOOL0482/)
Trimble BX982 GNSS beacon receiver enclosure (http://vocab.nerc.ac.uk/collection/L22/current/TOOL2085/)
Trimble Centurion P(Y) (http://vocab.nerc.ac.uk/collection/L22/current/TOOL0758/)
Trimble DSM 232 Global Positioning System receiver (http://vocab.nerc.ac.uk/collection/L22/current/TOOL1627/)
Trimble NT200D GPS receiver (http://vocab.nerc.ac.uk/collection/L22/current/TOOL0759/)
Trimble NT300D Global Positioning System receiver (http://vocab.nerc.ac.uk/collection/L22/current/TOOL0199/)
Trimble NetR8 GNSS reference station (http://vocab.nerc.ac.uk/collection/L22/current/TOOL1433/)
Trimble NetR9 GNSS reference station (http://vocab.nerc.ac.uk/collection/L22/current/TOOL1434/)
Trimble NetRS GPS reference station (http://vocab.nerc.ac.uk/collection/L22/current/TOOL1435/)
Trimble SPS 351 (modular) GPS receiver (http://vocab.nerc.ac.uk/collection/L22/current/TOOL1697/)
Trimble SPS 461 (modular) GPS receiver (http://vocab.nerc.ac.uk/collection/L22/current/TOOL1698/)
Trimble SPS356 GNSS beacon receiver (http://vocab.nerc.ac.uk/collection/L22/current/TOOL2086/)
Trimble Tasman 12-channel GPS receiver (http://vocab.nerc.ac.uk/collection/L22/current/TOOL0760/)
Tritech PA-200 Altimeter (http://vocab.nerc.ac.uk/collection/L22/current/TOOL0059/)
Tritech Starfish 452F sidescan sonar (http://vocab.nerc.ac.uk/collection/L22/current/TOOL2042/)
Tropical Rainfall Measuring Mission (TRMM) Microwave Imager (http://vocab.nerc.ac.uk/collection/L22/current/TOOL1058/)
Tska Inc WaDaR temperature logger (http://vocab.nerc.ac.uk/collection/L22/current/TOOL1655/)
Tucker Trawl - Tucker (1951) (http://vocab.nerc.ac.uk/collection/L22/current/NETT0161/)
Tucker-style opening-closing Rectangular Midwater Trawl 8 - Clarke (1969) (http://vocab.nerc.ac.uk/collection/L22/current/NETT0150/)
Turner Designs 10-000 R fluorometer (http://vocab.nerc.ac.uk/collection/L22/current/TOOL1990/)
Turner Designs 10AU fluorometer (http://vocab.nerc.ac.uk/collection/L22/current/TOOL1807/)
Turner Designs 10AU fluorometer (http://vocab.nerc.ac.uk/collection/L22/current/TOOL0393/)
Turner Designs 111 fluorometer (http://vocab.nerc.ac.uk/collection/L22/current/TOOL1884/)
Turner Designs 700 Laboratory Fluorometer (http://vocab.nerc.ac.uk/collection/L22/current/TOOL0510/)
Turner Designs C3 submersible fluorometer (http://vocab.nerc.ac.uk/collection/L22/current/TOOL1907/)
Turner Designs Cyclops-7 chlorophyll fluorometer (http://vocab.nerc.ac.uk/collection/L22/current/TOOL0365/)
Turner Designs Cyclops-7 coloured dissolved organic matter fluorometer (http://vocab.nerc.ac.uk/collection/L22/current/TOOL0368/)
Turner Designs Cyclops-7 fluorometer (http://vocab.nerc.ac.uk/collection/L22/current/TOOL1622/)
Turner Designs Cyclops-7 phycocyanin cyanobacteria fluorometer (http://vocab.nerc.ac.uk/collection/L22/current/TOOL0367/)
Turner Designs Cyclops-7 phycoerythrin cyanobacteria fluorometer (http://vocab.nerc.ac.uk/collection/L22/current/TOOL0366/)
Turner Designs Cyclops-7F fluorometer (http://vocab.nerc.ac.uk/collection/L22/current/TOOL1447/)
Turner Designs PhytoFlash [submersible] active fluorometer (http://vocab.nerc.ac.uk/collection/L22/current/TOOL1603/)
Turner Designs SCUFA II Submersible Fluorometer (http://vocab.nerc.ac.uk/collection/L22/current/TOOL0189/)
Turner Designs Trilogy fluorometer (http://vocab.nerc.ac.uk/collection/L22/current/TOOL0459/)
Turo Devil XBT recorder (http://vocab.nerc.ac.uk/collection/L22/current/TOOL2014/)
Turo Quoll XBT recorder (http://vocab.nerc.ac.uk/collection/L22/current/TOOL1988/)
Turo Technology PT100 temperature sensor (http://vocab.nerc.ac.uk/collection/L22/current/TOOL1503/)
U.S. Sensor Ultra Precision Interchangeable Thermistors (http://vocab.nerc.ac.uk/collection/L22/current/TOOL0734/)
UIC CM150 total carbon analyser (http://vocab.nerc.ac.uk/collection/L22/current/TOOL2133/)
UIC CM5012 CO2 coulometer (http://vocab.nerc.ac.uk/collection/L22/current/TOOL2159/)
UWITEC Single Corer (USC) 06000 gravity corer (http://vocab.nerc.ac.uk/collection/L22/current/TOOL1997/)
UWITEC percussion piston corer (http://vocab.nerc.ac.uk/collection/L22/current/TOOL2046/)
Ultra Electronics 3-axis Fluxgate magnetometer (http://vocab.nerc.ac.uk/collection/L22/current/TOOL0866/)
Ultra Electronics SSQ906 Disposable Sonobuoy (http://vocab.nerc.ac.uk/collection/L22/current/TOOL0952/)
Ultra Electronics SSQ907 Disposable Sonobuoy (http://vocab.nerc.ac.uk/collection/L22/current/TOOL0953/)
Umbrella net - Rakusa-Suszczewski (1972) (http://vocab.nerc.ac.uk/collection/L22/current/NETT0163/)
Uncles STD profiler (http://vocab.nerc.ac.uk/collection/L22/current/TOOL0448/)
Uncles direct reading current meter (http://vocab.nerc.ac.uk/collection/L22/current/TOOL0449/)
Underwater PAR radiometer (http://vocab.nerc.ac.uk/collection/L22/current/TOOL0074/)
Unicam SP500 spectrophotometer (http://vocab.nerc.ac.uk/collection/L22/current/TOOL0246/)
Unisense oxygen microsensor (http://vocab.nerc.ac.uk/collection/L22/current/TOOL0461/)
Unisense pH microelectrode (http://vocab.nerc.ac.uk/collection/L22/current/TOOL1140/)
University Marine Biological Station Millport hydraulic blade dredge (http://vocab.nerc.ac.uk/collection/L22/current/NETT0192/)
University of Aberdeen size-resolving Bongo net (http://vocab.nerc.ac.uk/collection/L22/current/TOOL0984/)
University of Cantabria 7-ring double fyke net (http://vocab.nerc.ac.uk/collection/L22/current/NETT0207/)
University of Cantabria 9-ring double fyke net (http://vocab.nerc.ac.uk/collection/L22/current/NETT0208/)
University of East Anglia Low Volume Air Sampler (http://vocab.nerc.ac.uk/collection/L22/current/TOOL0550/)
University of East Anglia rainwater sampler (http://vocab.nerc.ac.uk/collection/L22/current/TOOL0541/)
University of Hamburg Airgun Seismic Reflection System (http://vocab.nerc.ac.uk/collection/L22/current/TOOL1194/)
University of Leeds Volatile Aerosol Concentration and Composition instrument (http://vocab.nerc.ac.uk/collection/L22/current/TOOL0340/)
University of Leeds compact Fluorescence Assay by Gas Expansion instrument (http://vocab.nerc.ac.uk/collection/L22/current/TOOL0436/)
University of Liverpool cathodic stripping voltammetry metal analyser (http://vocab.nerc.ac.uk/collection/L22/current/TOOL0278/)
University of Manchester 4-stage Compact Cascade Impactor (http://vocab.nerc.ac.uk/collection/L22/current/TOOL0554/)
University of Miami CARTHE drifter drifting surface float (http://vocab.nerc.ac.uk/collection/L22/current/TOOL1848/)
University of Minnesota (automated) pH sensor (http://vocab.nerc.ac.uk/collection/L22/current/TOOL1367/)
University of Minnesota [custom] Gas-Tight serial sampler - Wu et al. (2015) (http://vocab.nerc.ac.uk/collection/L22/current/TOOL1654/)
University of Rhode Island-Graduate School of Oceanography Inverted Echo Sounder (IES) (http://vocab.nerc.ac.uk/collection/L22/current/TOOL1127/)
University of Southampton ISAR SST radiometer (http://vocab.nerc.ac.uk/collection/L22/current/TOOL1016/)
University of Texas Institute of Geophysics Heat Flow Probe (http://vocab.nerc.ac.uk/collection/L22/current/TOOL0955/)
University of Washington Seaglider M6 Deepglider data logger (http://vocab.nerc.ac.uk/collection/L22/current/TOOL1817/)
University of Washington [custom] Benthic and Resistivity Sensors (BARS) (http://vocab.nerc.ac.uk/collection/L22/current/TOOL1651/)
Unknown 1 x 0.25m sediment pipe dredge (http://vocab.nerc.ac.uk/collection/L22/current/TOOL1373/)
Unknown 14 m seine net (http://vocab.nerc.ac.uk/collection/L22/current/NETT0204/)
Unknown 1520 oxygen meter (http://vocab.nerc.ac.uk/collection/L22/current/TOOL1354/)
Unknown 22 m seine net (http://vocab.nerc.ac.uk/collection/L22/current/NETT0206/)
Unknown 35 m seine net (http://vocab.nerc.ac.uk/collection/L22/current/NETT0205/)
Unknown 41 x 91 cm hydraulic blade dredge (http://vocab.nerc.ac.uk/collection/L22/current/NETT0191/)
Unknown 43 m seine net (http://vocab.nerc.ac.uk/collection/L22/current/NETT0203/)
Unknown Hach multiparameter handheld probe (http://vocab.nerc.ac.uk/collection/L22/current/TOOL2148/)
Unknown beam trawl (http://vocab.nerc.ac.uk/collection/L22/current/TOOL0651/)
Unknown chlorophyll fluorometer (http://vocab.nerc.ac.uk/collection/L22/current/TOOL0145/)
Unknown dissolved oxygen meter (http://vocab.nerc.ac.uk/collection/L22/current/TOOL1358/)
Unknown diver-operated sediment suction sampler - Rostron 1983 (http://vocab.nerc.ac.uk/collection/L22/current/TOOL1372/)
Unknown high-performance liquid chromatograph (http://vocab.nerc.ac.uk/collection/L22/current/TOOL0650/)
Unknown manual bilge pump (http://vocab.nerc.ac.uk/collection/L22/current/TOOL1405/)
Unknown semi-automated oxygen titration system (http://vocab.nerc.ac.uk/collection/L22/current/TOOL1356/)
Unknown temperature and pressure sensor (http://vocab.nerc.ac.uk/collection/L22/current/TOOL1323/)
Unknown transmissometer (http://vocab.nerc.ac.uk/collection/L22/current/TOOL0148/)
Unspecified (XBT) expendable bathythermograph (http://vocab.nerc.ac.uk/collection/L22/current/TOOL1291/)
Unspecified 3.5 kHz sub-bottom profiler (http://vocab.nerc.ac.uk/collection/L22/current/TOOL1255/)
Unspecified Agassiz trawl (http://vocab.nerc.ac.uk/collection/L22/current/TOOL1252/)
Unspecified Anchor Dredge (http://vocab.nerc.ac.uk/collection/L22/current/TOOL1854/)
Unspecified Dredge (http://vocab.nerc.ac.uk/collection/L22/current/TOOL1853/)
Unspecified Folsom Plankton sample splitter - McEwen et al. 1954 (http://vocab.nerc.ac.uk/collection/L22/current/TOOL1961/)
Unspecified HAPS corer (http://vocab.nerc.ac.uk/collection/L22/current/TOOL1375/)
Unspecified Institute of Oceanographic Sciences 10 kHz echosounder (http://vocab.nerc.ac.uk/collection/L22/current/TOOL1256/)
Unspecified Marine Snow Catcher (http://vocab.nerc.ac.uk/collection/L22/current/TOOL1253/)
Unspecified Panasonic 3-chip camcorder (http://vocab.nerc.ac.uk/collection/L22/current/TOOL1270/)
Unspecified Petite ponar grab (http://vocab.nerc.ac.uk/collection/L22/current/TOOL1216/)
Unspecified Reineck box corer (http://vocab.nerc.ac.uk/collection/L22/current/TOOL1469/)
Unspecified Standard ponar grab (http://vocab.nerc.ac.uk/collection/L22/current/TOOL1215/)
Unspecified bench salinometer (http://vocab.nerc.ac.uk/collection/L22/current/TOOL1987/)
Unspecified binoculars (http://vocab.nerc.ac.uk/collection/L22/current/TOOL1478/)
Unspecified box corer (http://vocab.nerc.ac.uk/collection/L22/current/TOOL1177/)
Unspecified conductivity sensor (http://vocab.nerc.ac.uk/collection/L22/current/TOOL1272/)
Unspecified diver-operated sediment suction sampler (http://vocab.nerc.ac.uk/collection/L22/current/TOOL1371/)
Unspecified epifaunal trawl (http://vocab.nerc.ac.uk/collection/L22/current/NETT0195/)
Unspecified epifluorescence microscope (http://vocab.nerc.ac.uk/collection/L22/current/TOOL2078/)
Unspecified gravity corer (http://vocab.nerc.ac.uk/collection/L22/current/TOOL1260/)
Unspecified gravity corer - Glew (1989) (http://vocab.nerc.ac.uk/collection/L22/current/TOOL1998/)
Unspecified hyperbenthic sledge (http://vocab.nerc.ac.uk/collection/L22/current/NETT0189/)
Unspecified kasten corer (http://vocab.nerc.ac.uk/collection/L22/current/TOOL1199/)
Unspecified laboratory fluorometer (http://vocab.nerc.ac.uk/collection/L22/current/TOOL1986/)
Unspecified light scattering sensor (http://vocab.nerc.ac.uk/collection/L22/current/TOOL1985/)
Unspecified manual sediment corer (http://vocab.nerc.ac.uk/collection/L22/current/TOOL1376/)
Unspecified miniature gravity corer - Glew (1991) (http://vocab.nerc.ac.uk/collection/L22/current/TOOL2006/)
Unspecified mobile device camera (http://vocab.nerc.ac.uk/collection/L22/current/TOOL1910/)
Unspecified monolith tin (http://vocab.nerc.ac.uk/collection/L22/current/TOOL1999/)
Unspecified naturalists {rectangular} dredge (http://vocab.nerc.ac.uk/collection/L22/current/NETT0190/)
Unspecified orientation sensor (http://vocab.nerc.ac.uk/collection/L22/current/TOOL1276/)
Unspecified piston corer (http://vocab.nerc.ac.uk/collection/L22/current/TOOL2018/)
Unspecified plastic intertidal corer (http://vocab.nerc.ac.uk/collection/L22/current/TOOL1536/)
Unspecified ponar grab (http://vocab.nerc.ac.uk/collection/L22/current/TOOL1214/)
Unspecified quanta spectrophotometer (http://vocab.nerc.ac.uk/collection/L22/current/TOOL1885/)
Unspecified queen scallop dredge (http://vocab.nerc.ac.uk/collection/L22/current/TOOL1379/)
Unspecified scallop dredge (http://vocab.nerc.ac.uk/collection/L22/current/TOOL1378/)
Unspecified sediment corer (http://vocab.nerc.ac.uk/collection/L22/current/TOOL1374/)
Unspecified sediment corer - Jonasson and Olausson (1966) (http://vocab.nerc.ac.uk/collection/L22/current/TOOL1644/)
Unspecified sonobuoy (http://vocab.nerc.ac.uk/collection/L22/current/TOOL1261/)
Unspecified stainless steel intertidal corer (http://vocab.nerc.ac.uk/collection/L22/current/TOOL1537/)
Unspecified tablet computer Global Navigation Satellite System (GNSS) receiver (http://vocab.nerc.ac.uk/collection/L22/current/TOOL2167/)
Unspecified telescope (http://vocab.nerc.ac.uk/collection/L22/current/TOOL1477/)
Unspecified time depth recorder (http://vocab.nerc.ac.uk/collection/L22/current/TOOL1263/)
Unspecified trammel net (http://vocab.nerc.ac.uk/collection/L22/current/TOOL1259/)
Unspecified trigger corer (http://vocab.nerc.ac.uk/collection/L22/current/TOOL1178/)
Unspecified vibrocorer (http://vocab.nerc.ac.uk/collection/L22/current/TOOL1235/)
Unspecified {MBT} mechanical bathythermograph (http://vocab.nerc.ac.uk/collection/L22/current/TOOL1287/)
VEGETATION (http://vocab.nerc.ac.uk/collection/L22/current/TOOL1059/)
VG Elemental PlasmaQuad 2+ inductively coupled plasma mass spectrometer (http://vocab.nerc.ac.uk/collection/L22/current/TOOL2168/)
VG IsoPrep 18 water equilibration device (http://vocab.nerc.ac.uk/collection/L22/current/TOOL0567/)
VG Optima Isotope-Ratio Mass Spectrometer (IRMS) (http://vocab.nerc.ac.uk/collection/L22/current/TOOL2105/)
VG PRISM III Isotope Ratio Mass Spectrometer (http://vocab.nerc.ac.uk/collection/L22/current/TOOL1785/)
VG SIRA 10 Isotope-Ratio Mass Spectrometer (http://vocab.nerc.ac.uk/collection/L22/current/TOOL0566/)
VIZ 1223 Radiosonde (http://vocab.nerc.ac.uk/collection/L22/current/TOOL0619/)
Vaisala CL31 Ceilometer for Cloud Height Detection (http://vocab.nerc.ac.uk/collection/L22/current/TOOL1023/)
Vaisala CL51 Ceilometer for Cloud Height Detection (http://vocab.nerc.ac.uk/collection/L22/current/TOOL1678/)
Vaisala CS106 barometer (http://vocab.nerc.ac.uk/collection/L22/current/TOOL1436/)
Vaisala DPA21 digital barometer (http://vocab.nerc.ac.uk/collection/L22/current/TOOL0779/)
Vaisala FD70 Forward Scatter Sensor series (http://vocab.nerc.ac.uk/collection/L22/current/TOOL1675/)
Vaisala GM70 atmospheric carbon dioxide analyser (http://vocab.nerc.ac.uk/collection/L22/current/TOOL0229/)
Vaisala GMP 343 atmospheric carbon dioxide probe (http://vocab.nerc.ac.uk/collection/L22/current/TOOL2145/)
Vaisala HMP temperature and humidity sensor (http://vocab.nerc.ac.uk/collection/L22/current/TOOL0081/)
Vaisala HMP110 humidity and temperature probe (http://vocab.nerc.ac.uk/collection/L22/current/TOOL1549/)
Vaisala HMP155 hygrometer series (http://vocab.nerc.ac.uk/collection/L22/current/TOOL1673/)
Vaisala HMP45 humidity and temperature probe (http://vocab.nerc.ac.uk/collection/L22/current/TOOL1550/)
Vaisala HMT300 humidity and temperature transmitter series (http://vocab.nerc.ac.uk/collection/L22/current/TOOL0893/)
Vaisala HMT310 humidity and temperature transmitter series (http://vocab.nerc.ac.uk/collection/L22/current/TOOL0678/)
Vaisala HMT330 humidity and temperature transmitter series (http://vocab.nerc.ac.uk/collection/L22/current/TOOL0677/)
Vaisala HMT360 humidity and temperature transmitter series (http://vocab.nerc.ac.uk/collection/L22/current/TOOL1095/)
Vaisala HMT361 humidity and temperature transmitter (http://vocab.nerc.ac.uk/collection/L22/current/TOOL1096/)
Vaisala HMT363 humidity and temperature transmitter (http://vocab.nerc.ac.uk/collection/L22/current/TOOL1097/)
Vaisala HMT364 humidity and temperature transmitter (http://vocab.nerc.ac.uk/collection/L22/current/TOOL1098/)
Vaisala HMT365 humidity and temperature transmitter (http://vocab.nerc.ac.uk/collection/L22/current/TOOL1099/)
Vaisala HMT367 humidity and temperature transmitter (http://vocab.nerc.ac.uk/collection/L22/current/TOOL1100/)
Vaisala HMT368 humidity and temperature transmitter (http://vocab.nerc.ac.uk/collection/L22/current/TOOL1101/)
Vaisala HUMICAP 180C HMP155 humidity and temperature probe (http://vocab.nerc.ac.uk/collection/L22/current/TOOL1916/)
Vaisala HUMICAP 180R HMP155 humidity and temperature probe (http://vocab.nerc.ac.uk/collection/L22/current/TOOL1687/)
Vaisala HUMICAP 180RC HMP155 humidity and temperature probe (http://vocab.nerc.ac.uk/collection/L22/current/TOOL1917/)
Vaisala PA11 digital barometer (http://vocab.nerc.ac.uk/collection/L22/current/TOOL0780/)
Vaisala PTB100 analogue barometer series (http://vocab.nerc.ac.uk/collection/L22/current/TOOL0125/)
Vaisala PTB101B barometer (http://vocab.nerc.ac.uk/collection/L22/current/TOOL1611/)
Vaisala PTB110 barometer (http://vocab.nerc.ac.uk/collection/L22/current/TOOL0701/)
Vaisala PTB210 digital barometer (http://vocab.nerc.ac.uk/collection/L22/current/TOOL0397/)
Vaisala PTB220 digital barometer (http://vocab.nerc.ac.uk/collection/L22/current/TOOL0672/)
Vaisala PTB330 digital barometer (http://vocab.nerc.ac.uk/collection/L22/current/TOOL1015/)
Vaisala PTU300 pressure, humidity and temperature transmitter series (http://vocab.nerc.ac.uk/collection/L22/current/TOOL0741/)
Vaisala PTU30T pressure and temperature transmitter (http://vocab.nerc.ac.uk/collection/L22/current/TOOL0740/)
Vaisala Present Weather Detector PWD series (http://vocab.nerc.ac.uk/collection/L22/current/TOOL1003/)
Vaisala Present Weather Detector PWD10 (http://vocab.nerc.ac.uk/collection/L22/current/TOOL1004/)
Vaisala Present Weather Detector PWD12 (http://vocab.nerc.ac.uk/collection/L22/current/TOOL1005/)
Vaisala Present Weather Detector PWD20 (http://vocab.nerc.ac.uk/collection/L22/current/TOOL1006/)
Vaisala Present Weather Detector PWD22 (http://vocab.nerc.ac.uk/collection/L22/current/TOOL1007/)
Vaisala RS92-SGP radiosonde (http://vocab.nerc.ac.uk/collection/L22/current/TOOL1008/)
Vaisala WAA151 cup anemometer (http://vocab.nerc.ac.uk/collection/L22/current/TOOL0126/)
Vaisala WAA15A cup anemometer (http://vocab.nerc.ac.uk/collection/L22/current/TOOL0877/)
Vaisala WAV151 wind vane (http://vocab.nerc.ac.uk/collection/L22/current/TOOL0127/)
Vaisala WINDCAP WMT700 ultrasonic anemometer series (http://vocab.nerc.ac.uk/collection/L22/current/TOOL1686/)
Vaisala WXT500 weather transmitter series (http://vocab.nerc.ac.uk/collection/L22/current/TOOL0894/)
Vaisala WXT510 weather transmitter (http://vocab.nerc.ac.uk/collection/L22/current/TOOL0682/)
Vaisala WXT520 weather transmitter (http://vocab.nerc.ac.uk/collection/L22/current/TOOL0683/)
Vaisala WXT530 weather transmitter series (http://vocab.nerc.ac.uk/collection/L22/current/TOOL1730/)
Valeport 308 recording current meter (http://vocab.nerc.ac.uk/collection/L22/current/TOOL0587/)
Valeport 740 tide gauge (http://vocab.nerc.ac.uk/collection/L22/current/TOOL0320/)
Valeport BFM 208 current meter (http://vocab.nerc.ac.uk/collection/L22/current/TOOL0638/)
Valeport Braystoke STM 500 temperature and salinity probe (http://vocab.nerc.ac.uk/collection/L22/current/TOOL1359/)
Valeport CTD 600 (http://vocab.nerc.ac.uk/collection/L22/current/TOOL0232/)
Valeport CTD 604 (http://vocab.nerc.ac.uk/collection/L22/current/TOOL0407/)
Valeport MIDAS 606 CTD (http://vocab.nerc.ac.uk/collection/L22/current/TOOL1883/)
Valeport MIDAS ECM multiparameter current meter (http://vocab.nerc.ac.uk/collection/L22/current/TOOL2099/)
Valeport MIDAS SVX2 combined SVP/CTD profiler (http://vocab.nerc.ac.uk/collection/L22/current/TOOL2096/)
Valeport MIDAS Sound Velocity Probe (http://vocab.nerc.ac.uk/collection/L22/current/TOOL0531/)
Valeport MIDAS Surveyor (http://vocab.nerc.ac.uk/collection/L22/current/TOOL0841/)
Valeport MIDAS water level recorder (http://vocab.nerc.ac.uk/collection/L22/current/TOOL1011/)
Valeport Thru-Hull SVS sound velocity sensor (http://vocab.nerc.ac.uk/collection/L22/current/TOOL1729/)
Valeport VA500 altimeter (http://vocab.nerc.ac.uk/collection/L22/current/TOOL1738/)
Valeport miniCTD DR CTD (http://vocab.nerc.ac.uk/collection/L22/current/TOOL1437/)
Valeport miniSVP sound velocity profiler (http://vocab.nerc.ac.uk/collection/L22/current/TOOL1494/)
Valeport miniSVS sound velocity sensor (http://vocab.nerc.ac.uk/collection/L22/current/TOOL1495/)
Valeport model 106 current meter (http://vocab.nerc.ac.uk/collection/L22/current/TOOL1816/)
Van Dorn water sampler (http://vocab.nerc.ac.uk/collection/L22/current/TOOL0502/)
Van Veen grab (http://vocab.nerc.ac.uk/collection/L22/current/TOOL0653/)
Van Walt Ekman grab (http://vocab.nerc.ac.uk/collection/L22/current/TOOL1533/)
Varian 3300 Gas Chromatograph (http://vocab.nerc.ac.uk/collection/L22/current/TOOL0444/)
Varian 3400 gas chromatograph (http://vocab.nerc.ac.uk/collection/L22/current/TOOL1980/)
Varian 3800 gas chromatograph (http://vocab.nerc.ac.uk/collection/L22/current/TOOL0970/)
Varian 4970 proton magnetometer (http://vocab.nerc.ac.uk/collection/L22/current/TOOL1849/)
Varian 820-MS inductively coupled plasma mass spectrometer (http://vocab.nerc.ac.uk/collection/L22/current/TOOL0421/)
Varian Cary 50 UV-Vis Spectrophotometer (http://vocab.nerc.ac.uk/collection/L22/current/TOOL0523/)
Varian Star 3400 CX gas chromatograph (http://vocab.nerc.ac.uk/collection/L22/current/TOOL1981/)
Varian V75 magnetometer (http://vocab.nerc.ac.uk/collection/L22/current/TOOL0863/)
Varian Vista-PRO (ICP-OES analysis) (http://vocab.nerc.ac.uk/collection/L22/current/TOOL0851/)
Vector Instruments H301 psychrometer (http://vocab.nerc.ac.uk/collection/L22/current/TOOL0582/)
Vector Instruments air temperature sensor (http://vocab.nerc.ac.uk/collection/L22/current/TOOL0923/)
Vector Instruments cup anemometer (http://vocab.nerc.ac.uk/collection/L22/current/TOOL0924/)
Vector Instruments wind vane (http://vocab.nerc.ac.uk/collection/L22/current/TOOL0925/)
Vemco Minilog II T 16-bit Temperature Logger (http://vocab.nerc.ac.uk/collection/L22/current/TOOL0706/)
Vemco Minilog12 temperature recorder (http://vocab.nerc.ac.uk/collection/L22/current/TOOL0105/)
Vemco Minilog12 temperature-pressure recorder (http://vocab.nerc.ac.uk/collection/L22/current/TOOL0665/)
Vemco Minilog8 temperature recorder (http://vocab.nerc.ac.uk/collection/L22/current/TOOL0181/)
Vemco V13 Coded Transmitter Tag (http://vocab.nerc.ac.uk/collection/L22/current/TOOL1152/)
Vemco V13AP Coded Accelerometer Pressure Transmitter Tag (http://vocab.nerc.ac.uk/collection/L22/current/TOOL1153/)
Vemco V16 Coded Transmitter Tag (http://vocab.nerc.ac.uk/collection/L22/current/TOOL1154/)
Vemco V7 Coded Transmitter Tag (http://vocab.nerc.ac.uk/collection/L22/current/TOOL1155/)
Vemco V8 Coded Transmitter Tag (http://vocab.nerc.ac.uk/collection/L22/current/TOOL1156/)
Vemco V9 Coded Transmitter Tag (http://vocab.nerc.ac.uk/collection/L22/current/TOOL1157/)
Vemco V9AP Coded Transmitter Tag (http://vocab.nerc.ac.uk/collection/L22/current/TOOL1158/)
Vemco VR2 Receiver (http://vocab.nerc.ac.uk/collection/L22/current/TOOL1164/)
Vemco VR2AR Acoustic Release, Receiver and Transmitter (http://vocab.nerc.ac.uk/collection/L22/current/TOOL1159/)
Vemco VR2C Acoustic Monitoring Receiver (http://vocab.nerc.ac.uk/collection/L22/current/TOOL0949/)
Vemco VR2Tx receiver and transmitter (http://vocab.nerc.ac.uk/collection/L22/current/TOOL1788/)
Vemco VR2W Single Channel Receiver (http://vocab.nerc.ac.uk/collection/L22/current/TOOL1160/)
Vemco VR4-UWM Underwater Modem Receiver (http://vocab.nerc.ac.uk/collection/L22/current/TOOL1161/)
Vertical and horizontal closing nets with flow meter - Nansen (1915) (http://vocab.nerc.ac.uk/collection/L22/current/NETT0164/)
Vertical high-speed plankton net - Jaschnov (1961) (http://vocab.nerc.ac.uk/collection/L22/current/NETT0165/)
Video Plankton Recorder {VPR} imaging system - Davis et al. (1992) (http://vocab.nerc.ac.uk/collection/L22/current/TOOL1584/)
WET Labs {Sea-Bird WETLabs} C-Star CST-10-DR transmissometer (http://vocab.nerc.ac.uk/collection/L22/current/TOOL1903/)
WET Labs {Sea-Bird WETLabs} C-Star CST-25-DR transmissometer (http://vocab.nerc.ac.uk/collection/L22/current/TOOL1902/)
WET Labs {Sea-Bird WETLabs} C-Star transmissometer (http://vocab.nerc.ac.uk/collection/L22/current/TOOL0160/)
WET Labs {Sea-Bird WETLabs} ECO BB(RT)D backscattering sensor (http://vocab.nerc.ac.uk/collection/L22/current/TOOL0060/)
WET Labs {Sea-Bird WETLabs} ECO BB2F combined scattering meter and fluorometer (http://vocab.nerc.ac.uk/collection/L22/current/TOOL1747/)
WET Labs {Sea-Bird WETLabs} ECO BB9 backscattering sensor (http://vocab.nerc.ac.uk/collection/L22/current/TOOL1125/)
WET Labs {Sea-Bird WETLabs} ECO FL fluorometer (http://vocab.nerc.ac.uk/collection/L22/current/TOOL0172/)
WET Labs {Sea-Bird WETLabs} ECO FL(RT) fluorometer (http://vocab.nerc.ac.uk/collection/L22/current/TOOL1392/)
WET Labs {Sea-Bird WETLabs} ECO FL(RT)D fluorometer (http://vocab.nerc.ac.uk/collection/L22/current/TOOL1439/)
WET Labs {Sea-Bird WETLabs} ECO FLB fluorometer (http://vocab.nerc.ac.uk/collection/L22/current/TOOL1440/)
WET Labs {Sea-Bird WETLabs} ECO FLBB scattering fluorescence sensor (http://vocab.nerc.ac.uk/collection/L22/current/TOOL1361/)
WET Labs {Sea-Bird WETLabs} ECO FLBB-RTD scattering and fluorescence sensor (http://vocab.nerc.ac.uk/collection/L22/current/TOOL1496/)
WET Labs {Sea-Bird WETLabs} ECO FLBBCD scattering fluorescence sensor (http://vocab.nerc.ac.uk/collection/L22/current/TOOL1141/)
WET Labs {Sea-Bird WETLabs} ECO FLNTU combined fluorometer and turbidity sensor (http://vocab.nerc.ac.uk/collection/L22/current/TOOL0215/)
WET Labs {Sea-Bird WETLabs} ECO FLNTU(RT) combined fluorometer and turbidity sensor (http://vocab.nerc.ac.uk/collection/L22/current/TOOL1283/)
WET Labs {Sea-Bird WETLabs} ECO FLNTU(RT)D combined fluorometer and turbidity sensor (http://vocab.nerc.ac.uk/collection/L22/current/TOOL1531/)
WET Labs {Sea-Bird WETLabs} ECO FLNTUS combined fluorometer and turbidity sensor (http://vocab.nerc.ac.uk/collection/L22/current/TOOL1629/)
WET Labs {Sea-Bird WETLabs} ECO FLNTUSB combined fluorometer and turbidity sensor (http://vocab.nerc.ac.uk/collection/L22/current/TOOL1320/)
WET Labs {Sea-Bird WETLabs} ECO FLS fluorometer (http://vocab.nerc.ac.uk/collection/L22/current/TOOL1438/)
WET Labs {Sea-Bird WETLabs} ECO FLSB fluorometer (http://vocab.nerc.ac.uk/collection/L22/current/TOOL1441/)
WET Labs {Sea-Bird WETLabs} ECO MCOMS FLBB2 scattering and fluorescence sensor (http://vocab.nerc.ac.uk/collection/L22/current/TOOL1976/)
WET Labs {Sea-Bird WETLabs} ECO MCOMS FLBBCD scattering and fluorescence sensor (http://vocab.nerc.ac.uk/collection/L22/current/TOOL1977/)
WET Labs {Sea-Bird WETLabs} ECO MCOMS scattering fluorescence sensor (http://vocab.nerc.ac.uk/collection/L22/current/TOOL1713/)
WET Labs {Sea-Bird WETLabs} ECO NTU turbidity sensor (http://vocab.nerc.ac.uk/collection/L22/current/TOOL0879/)
WET Labs {Sea-Bird WETLabs} ECO NTU(RT) turbidity sensor (http://vocab.nerc.ac.uk/collection/L22/current/TOOL1284/)
WET Labs {Sea-Bird WETLabs} ECO NTU(RT)D turbidity sensor (http://vocab.nerc.ac.uk/collection/L22/current/TOOL0452/)
WET Labs {Sea-Bird WETLabs} ECO NTUS turbidity sensor (http://vocab.nerc.ac.uk/collection/L22/current/TOOL1390/)
WET Labs {Sea-Bird WETLabs} ECO NTUSB turbidity sensor (http://vocab.nerc.ac.uk/collection/L22/current/TOOL1391/)
WET Labs {Sea-Bird WETLabs} ECO PAR (http://vocab.nerc.ac.uk/collection/L22/current/TOOL0676/)
WET Labs {Sea-Bird WETLabs} ECO Puck FLNTU-SLK fluorescence turbidity sensor (http://vocab.nerc.ac.uk/collection/L22/current/TOOL1993/)
WET Labs {Sea-Bird WETLabs} ECO Puck Triplet BB2FL-IRB scattering fluorescence sensor (http://vocab.nerc.ac.uk/collection/L22/current/TOOL1881/)
WET Labs {Sea-Bird WETLabs} ECO Puck Triplet BB2FL-SLC {FLBBBB-SLC} scattering fluorescence sensor (http://vocab.nerc.ac.uk/collection/L22/current/TOOL1316/)
WET Labs {Sea-Bird WETLabs} ECO Puck Triplet BB2FL-VMT scattering fluorescence sensor (http://vocab.nerc.ac.uk/collection/L22/current/TOOL1310/)
WET Labs {Sea-Bird WETLabs} ECO Puck Triplet BB3SLO scattering sensor (http://vocab.nerc.ac.uk/collection/L22/current/TOOL1911/)
WET Labs {Sea-Bird WETLabs} ECO Puck Triplet BBFL2-IRB scattering fluorescence sensor (http://vocab.nerc.ac.uk/collection/L22/current/TOOL1311/)
WET Labs {Sea-Bird WETLabs} ECO Puck Triplet BBFL2-SLO scattering fluorescence sensor (http://vocab.nerc.ac.uk/collection/L22/current/TOOL1317/)
WET Labs {Sea-Bird WETLabs} ECO Puck Triplet BBFL2-VMT scattering fluorescence sensor (http://vocab.nerc.ac.uk/collection/L22/current/TOOL1309/)
WET Labs {Sea-Bird WETLabs} ECO Puck Triplet FL3SLO fluorescence sensor (http://vocab.nerc.ac.uk/collection/L22/current/TOOL1912/)
WET Labs {Sea-Bird WETLabs} ECO Puck Triplet FLBBCD-SLC scattering fluorescence sensor (http://vocab.nerc.ac.uk/collection/L22/current/TOOL1312/)
WET Labs {Sea-Bird WETLabs} ECO Puck Triplet FLBBCD-SLK scattering fluorescence sensor (http://vocab.nerc.ac.uk/collection/L22/current/TOOL1313/)
WET Labs {Sea-Bird WETLabs} ECO Puck Triplet FLBBFL scattering fluorescence sensor (http://vocab.nerc.ac.uk/collection/L22/current/TOOL1905/)
WET Labs {Sea-Bird WETLabs} ECO Puck Triplet FLBBPC scattering fluorescence sensor (http://vocab.nerc.ac.uk/collection/L22/current/TOOL1904/)
WET Labs {Sea-Bird WETLabs} ECO Puck Triplet sensor (http://vocab.nerc.ac.uk/collection/L22/current/TOOL0673/)
WET Labs {Sea-Bird WETLabs} ECO Triplet 6KBBFL2 {6KFLFLBB} scattering fluorescence sensor (http://vocab.nerc.ac.uk/collection/L22/current/TOOL1315/)
WET Labs {Sea-Bird WETLabs} ECO Triplet 6KFLBBCD scattering fluorescence sensor (http://vocab.nerc.ac.uk/collection/L22/current/TOOL1314/)
WET Labs {Sea-Bird WETLabs} ECO Triplet BBFL2 scattering fluorescence sensor (http://vocab.nerc.ac.uk/collection/L22/current/TOOL1282/)
WET Labs {Sea-Bird WETLabs} ECO Triplet FLBBBBRT6K scattering fluorescence sensor (http://vocab.nerc.ac.uk/collection/L22/current/TOOL2031/)
WET Labs {Sea-Bird WETLabs} ECO Triplet FLBBCDRT6K scattering fluorescence sensor (http://vocab.nerc.ac.uk/collection/L22/current/TOOL2032/)
WET Labs {Sea-Bird WETLabs} ECO Triplet sensor (http://vocab.nerc.ac.uk/collection/L22/current/TOOL0674/)
WET Labs {Sea-Bird WETLabs} ECO VSF optical backscatter meter (http://vocab.nerc.ac.uk/collection/L22/current/TOOL0401/)
WET Labs {Sea-Bird WETLabs} SeaOWL UV-A Sea Oil-in-Water Locator (http://vocab.nerc.ac.uk/collection/L22/current/TOOL1766/)
WET Labs {Sea-Bird WETLabs} WETStar fluorometer (http://vocab.nerc.ac.uk/collection/L22/current/TOOL0075/)
WET Labs {Sea-Bird WETLabs} Water Quality Monitor (http://vocab.nerc.ac.uk/collection/L22/current/TOOL0675/)
WET Labs {Sea-Bird WETLabs} ac-3 absorption and attenuation meter (http://vocab.nerc.ac.uk/collection/L22/current/TOOL0114/)
WET Labs {Sea-Bird WETLabs} ac-9 absorption and attenuation meter (http://vocab.nerc.ac.uk/collection/L22/current/TOOL0402/)
WET Labs {Sea-Bird WETLabs} ac-9 plus absorption and attenuation meter (http://vocab.nerc.ac.uk/collection/L22/current/TOOL0570/)
WET Labs {Sea-Bird WETLabs} ac-s in-situ spectrophotometer (http://vocab.nerc.ac.uk/collection/L22/current/TOOL0834/)
WHOI and Star Engineering ASIMet {LOGR53 buoy} data logging system (http://vocab.nerc.ac.uk/collection/L22/current/TOOL1401/)
WISE Group Automasjon og Data Adaptive Inertial Matrix AIM3 Wave sensor (http://vocab.nerc.ac.uk/collection/L22/current/TOOL2123/)
WP-2 net (http://vocab.nerc.ac.uk/collection/L22/current/TOOL0979/)
WP-2 standard net as described by UNESCO Working Party 2 (1968) (http://vocab.nerc.ac.uk/collection/L22/current/NETT0168/)
WP-2-style net (http://vocab.nerc.ac.uk/collection/L22/current/TOOL0980/)
WP3 net - UNESCO Working Party 3 (1968) (http://vocab.nerc.ac.uk/collection/L22/current/NETT0170/)
Wallac 1400 DSA liquid scintillation counter series (http://vocab.nerc.ac.uk/collection/L22/current/TOOL2001/)
Water bottle (http://vocab.nerc.ac.uk/collection/L22/current/TOOL0235/)
Waterproof thermometer (http://vocab.nerc.ac.uk/collection/L22/current/TOOL0237/)
Waters 2475 multiwavelength fluorescence detector (http://vocab.nerc.ac.uk/collection/L22/current/TOOL2158/)
Wellhead tide gauge (http://vocab.nerc.ac.uk/collection/L22/current/TOOL0015/)
WestCo Scientific Instruments SmartChem 200 Discrete analyser (http://vocab.nerc.ac.uk/collection/L22/current/TOOL0512/)
Wildlife Acoustics Song Meter SM2M Marine Recorder (http://vocab.nerc.ac.uk/collection/L22/current/TOOL1246/)
Wildlife Acoustics Song Meter SM4M underwater sound recorder series (http://vocab.nerc.ac.uk/collection/L22/current/TOOL1667/)
Wildlife Computers MiniPAT pop-up archival transmitting tag (http://vocab.nerc.ac.uk/collection/L22/current/TOOL1740/)
Wildlife Computers time depth recorder (http://vocab.nerc.ac.uk/collection/L22/current/TOOL2126/)
Winchester bottle (http://vocab.nerc.ac.uk/collection/L22/current/TOOL0537/)
WindSat Polarimetric Microwave Radiometer (http://vocab.nerc.ac.uk/collection/L22/current/TOOL1060/)
Wishner Deep-Tow net system adapted for use on Alvin - Kim and Mullineaux (1998) (http://vocab.nerc.ac.uk/collection/L22/current/NETT0166/)
Wollaston pop-down net - Buchanan-Wollaston (1911) (http://vocab.nerc.ac.uk/collection/L22/current/NETT0167/)
Woods Hole Oceanographic Institution VMCM 2 {ng-vmcm} (submersible) vector measuring current meter (http://vocab.nerc.ac.uk/collection/L22/current/TOOL1400/)
Woods Hole Oceanographic Institution [custom] Helium Isotope Mass Spectrometer System - Lott and Jenkins (1984) (http://vocab.nerc.ac.uk/collection/L22/current/TOOL1750/)
World Precision Instruments Liquid Waveguide Capillary Cell (http://vocab.nerc.ac.uk/collection/L22/current/TOOL0604/)
World Precision Instruments UltraPath Ultraviolet spectrophotometer (http://vocab.nerc.ac.uk/collection/L22/current/TOOL0460/)
Wärtsilä ELAC LAZ 5100 singlebeam echosounder (http://vocab.nerc.ac.uk/collection/L22/current/TOOL1556/)
Wärtsilä ELAC SeaBeam 3030 multibeam echosounder (http://vocab.nerc.ac.uk/collection/L22/current/TOOL1682/)
Wärtsilä ELAC SeaBeam 3050 MK II multibeam echosounder (http://vocab.nerc.ac.uk/collection/L22/current/TOOL1676/)
Xeos Technologies Brizo-X Directional GNSS Wave Height Sensor (http://vocab.nerc.ac.uk/collection/L22/current/TOOL2130/)
YSI 44203 (thermilinear network) temperature sensor (http://vocab.nerc.ac.uk/collection/L22/current/TOOL1180/)
YSI 6-series multiparameter water quality sondes (http://vocab.nerc.ac.uk/collection/L22/current/TOOL0737/)
YSI 600XL multiparameter water quality sonde (http://vocab.nerc.ac.uk/collection/L22/current/TOOL1748/)
YSI EXO multiparameter water quality sondes (http://vocab.nerc.ac.uk/collection/L22/current/TOOL1217/)
YSI Model 30/30M Salinity, Conductivity and Temperature System (http://vocab.nerc.ac.uk/collection/L22/current/TOOL1136/)
YSI Model 52 Dissolved Oxygen Meter (http://vocab.nerc.ac.uk/collection/L22/current/TOOL1482/)
YSI Model 57 Dissolved Oxygen Meter (http://vocab.nerc.ac.uk/collection/L22/current/TOOL0549/)
Yokogawa CMZ700B gyrocompass (http://vocab.nerc.ac.uk/collection/L22/current/TOOL0902/)
Yokogawa EML500 FA2 electromagnetic speed log (http://vocab.nerc.ac.uk/collection/L22/current/TOOL0901/)
Yokogawa Fluid Imaging Technologies FlowCam VS [imaging only system without light scatter measurement] (Benchtop) particle imaging system series (http://vocab.nerc.ac.uk/collection/L22/current/TOOL1583/)
Z3 Technology Z8530N 4k IP camera system (http://vocab.nerc.ac.uk/collection/L22/current/TOOL2052/)
ZEISS Axioplan II motorised fluorescence microscope (http://vocab.nerc.ac.uk/collection/L22/current/TOOL1407/)
ZEISS Axiovert 200 inverted fluorescence microscope (http://vocab.nerc.ac.uk/collection/L22/current/TOOL1880/)
ZEISS {LEO} 1450 VP Scanning Electron Microscope (SEM) (http://vocab.nerc.ac.uk/collection/L22/current/TOOL1212/)
ZX Lidars ZX300M continuous wave LiDAR (http://vocab.nerc.ac.uk/collection/L22/current/TOOL2124/)
ZooCam imaging sensor - Colas et al. (2017) (http://vocab.nerc.ac.uk/collection/L22/current/TOOL1587/)
Zullig Hydropolytester profiler (http://vocab.nerc.ac.uk/collection/L22/current/TOOL0451/)
anemometer (http://vocab.nerc.ac.uk/collection/L22/current/TOOL0269/)
bottom longline fishing line (http://vocab.nerc.ac.uk/collection/L22/current/TOOL1574/)
handheld fishing line (http://vocab.nerc.ac.uk/collection/L22/current/TOOL1575/)
iSiTEC Lightframe On-sight Keyspecies Investigation {LOKI} imaging sensor - Schulz et al. (2009) (http://vocab.nerc.ac.uk/collection/L22/current/TOOL1586/)
iXblue Phins Surface Inertial Navigation System (INS) (http://vocab.nerc.ac.uk/collection/L22/current/TOOL1823/)
inapplicable (http://vocab.nerc.ac.uk/collection/L22/current/TOOL000X/)
unknown (http://vocab.nerc.ac.uk/collection/L22/current/TOOLZZZ/)
unspecified PlanktoScope [custom build] imaging sensor - Pollina et al. (2020) (http://vocab.nerc.ac.uk/collection/L22/current/TOOL1579/)